## About BC3
BC3 currently contains more than 3,000 cost entries, with data from Faithful + Gould residential and commercial cost estimates, ASHRAE’s 2009 Economic Database in Support of ASHRAE 90.2, and the California Public Utility’s 2008 Database for Energy Efficiency Resources (DEER) cost study. Faithful + Gould (F+G), a North America-based project management consultancy and cost estimator, was contracted by the Building Energy Codes Program (BECP), managed by the Pacific Northwest National Laboratory (PNNL) on behalf of the U.S. DOE Office of Energy Efficiency and Renewable Energy, to provide independent cost estimation services for the residential and commercial construction components in this database. This cost data will be used by DOE, PNNL, and others to compare costs of construction under various residential and commercial energy code requirements. This cost data may also be used to develop new cost-effective energy code requirements for specific components or types of construction.
BC3 is a publicly available repository of building component costs. It serves as the source of the energy-related component costs for DOE’s residential code development activities, including cost-effectiveness analyses. DOE’s residential cost-effectiveness methodology requires that incremental efficiency measure costs be used to evaluate and compare the induced cost and energy savings resulting from changes in energy code requirements. Data inputs for establishing these incremental costs are based predominantly on the cost estimates contained in the BC3 database. Detailed information about the cost-effectiveness analysis, as well as the input files and final results, are available on the BECP website.
BC3 is also a publicly available repository of building component costs for DOE’s commercial code development and code analysis activities. DOE uses these costs in its cost-effectiveness analysis of recent versions of ASHRAE Standard 90.1 and the International Energy Conservation Code (IECC). DOE also anticipates that these costs may be used to develop continuous maintenance proposals for future versions of Standard 90.1 and code change proposals for future versions of the commercial provisions of the IECC.
BC3 is designed to provide primarily new construction cost data for residential, multifamily, and commercial buildings, but some retrofit costs are also included. For more residential retrofit cost information, please see The National Residential Efficiency Measures Database supported by National Renewable Energy Laboratory (NREL).
All costs are intended to be in the 2011 time frame, and earlier estimates are adjusted with inflation factors to 2011 dollar values.
For additional information, a related paper from 2012 ACEEE is available here:
https://www.aceee.org/files/proceedings/2012/data/papers/0193-000018.pdf
Note: BC3 was originally conceived as a database and is described as such in earlier documents. It is now only available as a spreadsheet. This spreadsheet represents the complete contents of the BC3 database.

## Field Descriptions
This worksheet explains the nomenclature of the columns in the 'BC3 cost data' worksheet
Heading Title | Description
Item Code | This is a unique identifying code assigned to each row.
Item Level | Item levels 1 through 4 are increasingly specific descriptions of the component.
Building Type | Highest level of data that indicates the type of building the component cost is tied to.
Category | Indicates the specific area within the building the component refers to. Categories are directly associated with building type and specific components.
Building Section | Describes what part of the building the component is associated with.
Construction | This is similar to Category but more specific.
Component | The basic unit cost being measured throughout the database. Components are tied to categories and are expanded on by descriptions, tags and energy measures based on their functionality.
Description | Detailed explanation of the component.
Continuous R Value | The R-value of continuous insulation, which is continuous over framing members or furring strips and is free of significant thermal bridging.
Cavity R Value | The R-value of any insulation to be installed in the cavities between wall structural members.
BTU Max. | Maximum heating or cooling capacity of a water heater, furnace, or air conditioner.
BTU Min. | Minimum heating capacity of a furnace.
AFUE | Annual Fuel Utilization Efficiency, which is a measure of gas furnace and water heater efficiency.
HSPF | Heating Seasonal Performance Factor, which is a heating efficiency rating for heat pumps.
COP | Coefficient of Performance, which is used here to describe a heat pump's efficiency while operating in heating mode.
SEER | Seasonal Energy Efficiency Ratio. This is the measure of the cooling efficiency of an air conditioner or heat pump over a typical cooling season.
EER | Energy Efficiency Ratio. This is the measure of the instantaneous cooling efficiency of an air conditioner or heat pump.
EF | Energy Factor indicates a water heater's overall energy efficiency based on the amount of hot water produced per unit of fuel consumed over a typical day.
SEF | Solar Energy Factor. This describes a solar water heater's energy efficiency. It is the energy delivered by the system divided by the electrical or gas energy put into the system.
SHGC | Solar Heat Gain Coefficient is the fraction of solar radiation admitted through a window, door, or skylight.
SRI | Solar Reflectance Index measures the roof's ability to reject solar heat. Used to describe cool roofs.
UFactor | U-Factor measures the rate of heat transfer through a component.
Data Source | Identifies the cost source.
Cost Unit | A clear identification of the cost basis, e.g. “$/ft” or “$/Ton”
Equipment Cost | The cost of equipment if available separately from the total cost.
Labor Cost | The cost of labor if available separately from the total cost.
Material Cost | The cost of the materials if available separately from the total cost.

## BC3 cost data
Item Code | Item Level 1 | Item Level 2 | Item Level 3 | Item Level 4 | Building Type | Category | Building Section | Construction | Component | Description | Continuous R Value | Cavity R Value | BTU Max. | BTU Min. | AFUE | HSPF | COP | SEER | EER | EF | SEF | SHGC | SRI | UFactor | Data Source | Cost Unit | Equipment Cost | Labor Cost | Material Cost
RE1364 | Windows | Windows | Windows - Vinyl casement (Residential) | Windows - Vinyl casement | Residential | Exterior Enclosure | Shell | Exterior Windows | Windows | [12 empty] | 0.28 |  |  | Faithful + Gould | $/ft2 | 0 | 0 | 20.89
RE1365 | Windows | Windows | Windows - Vinyl casement (Residential) | Windows - Vinyl casement | Residential | Exterior Enclosure | Shell | Exterior Windows | Windows | [12 empty] | 0.19 |  |  | Faithful + Gould | $/ft2 | 0 | 0 | 23.45
RE1366 | Exterior Walls | Walls Below Grade | Mass Walls - Wall Assembly (Residential) | Mass Walls - Wall Assembly | Residential | Exterior Enclosure | Shell | Exterior Walls | Wall Assembly | [15 empty] | ASHRAE 90.2 | $/ft2 | 0 | 0 | 0
RE1367 | Exterior Walls | Walls Below Grade | Mass Walls - Wall Assembly (Residential) | Mass Walls - Wall Assembly | Residential | Exterior Enclosure | Shell | Exterior Walls | Wall Assembly | [15 empty] | ASHRAE 90.2 | $/ft2 | 0 | 0 | 0
RE1368 | Exterior Walls | Walls Below Grade | Mass Walls - Wall Assembly (Residential) | Mass Walls - Wall Assembly | Residential | Exterior Enclosure | Shell | Exterior Walls | Wall Assembly | [15 empty] | ASHRAE 90.2 | $/ft2 | 0 | 0 | 0
RE1369 | Exterior Walls | Walls Above Grade | Walls-Wood Frame - Wall Assembly (Residential) | Walls-Wood Frame - Wall Assembly (ASHRAE 90.2) | Residential | Exterior Enclosure | Shell | Exterior Walls | Wall Assembly | [15 empty] | ASHRAE 90.2 | $/ft2 | 0 | 0 | 0
RE1370 | Exterior Walls | Walls Above Grade | Walls-Wood Frame - Wall Assembly (Residential) | Walls-Wood Frame - Wall Assembly (ASHRAE 90.2) | Residential | Exterior Enclosure | Shell | Exterior Walls | Wall Assembly | [15 empty] | ASHRAE 90.2 | $/ft2 | 0 | 0 | 0
RE1371 | Exterior Walls | Walls Above Grade | Walls-Wood Frame - Wall Assembly (Residential) | Walls-Wood Frame - Wall Assembly (ASHRAE 90.2) | Residential | Exterior Enclosure | Shell | Exterior Walls | Wall Assembly | [15 empty] | ASHRAE 90.2 | $/ft2 | 0 | 0 | 0
RE1372 | Exterior Walls | Walls Above Grade | Walls-Wood Frame - Wall Assembly (Residential) | Walls-Wood Frame - Wall Assembly (ASHRAE 90.2) | Residential | Exterior Enclosure | Shell | Exterior Walls | Wall Assembly | [15 empty] | ASHRAE 90.2 | $/ft2 | 0 | 0 | 0
RE1373 | Exterior Walls | Walls Above Grade | Walls-Wood Frame - Wall Assembly (Residential) | Walls-Wood Frame - Wall Assembly (ASHRAE 90.2) | Residential | Exterior Enclosure | Shell | Exterior Walls | Wall Assembly | [15 empty] | ASHRAE 90.2 | $/ft2 | 0 | 0 | 0
RE1363 | Windows | Windows | Windows - Vinyl casement (Residential) | Windows - Vinyl casement | Residential | Exterior Enclosure | Shell | Exterior Windows | Windows | [14 empty] | 0.41 | Faithful + Gould | $/ft2 | 0 | 0 | 19.11
RE1362 | Windows | Windows | Windows - Vinyl casement (Residential) | Windows - Vinyl casement | Residential | Exterior Enclosure | Shell | Exterior Windows | Windows | [14 empty] | 0.28 | Faithful + Gould | $/ft2 | 0 | 0 | 20.89
RE1361 | Windows | Windows | Windows - Vinyl casement (Residential) | Windows - Vinyl casement | Residential | Exterior Enclosure | Shell | Exterior Windows | Windows | [12 empty] | 0.19 |  |  | Faithful + Gould | $/ft2 | 0 | 0 | 29.26
RE1351 | Skylights | Skylights | Skylights (Residential) | Skylights | Residential | Exterior Enclosure | Shell | Exterior Windows | Skylights | [14 empty] | 0.42 | Faithful + Gould | $/ft2 | 0 | 0 | 55.18
RE1352 | Windows | Windows | Windows - Vinyl casement (Residential) | Windows - Vinyl casement | Residential | Exterior Enclosure | Shell | Exterior Windows | Windows | [12 empty] | 0.28 |  |  | Faithful + Gould | $/ft2 | 0 | 0 | 34.72
RE1353 | Windows | Windows | Windows - Vinyl casement (Residential) | Windows - Vinyl casement | Residential | Exterior Enclosure | Shell | Exterior Windows | Windows | [12 empty] | 0.19 |  |  | Faithful + Gould | $/ft2 | 0 | 0 | 37.27
RE1354 | Windows | Windows | Windows - Vinyl casement (Residential) | Windows - Vinyl casement | Residential | Exterior Enclosure | Shell | Exterior Windows | Windows | [14 empty] | 0.28 | Faithful + Gould | $/ft2 | 0 | 0 | 31.72
RE1355 | Windows | Windows | Windows - Vinyl casement (Residential) | Windows - Vinyl casement | Residential | Exterior Enclosure | Shell | Exterior Windows | Windows | [14 empty] | 0.41 | Faithful + Gould | $/ft2 | 0 | 0 | 29.04
RE1356 | Windows | Windows | Windows - Vinyl casement (Residential) | Windows - Vinyl casement | Residential | Exterior Enclosure | Shell | Exterior Windows | Windows | [12 empty] | 0.28 |  |  | Faithful + Gould | $/ft2 | 0 | 0 | 31.72
RE1357 | Windows | Windows | Windows - Vinyl casement (Residential) | Windows - Vinyl casement | Residential | Exterior Enclosure | Shell | Exterior Windows | Windows | [12 empty] | 0.19 |  |  | Faithful + Gould | $/ft2 | 0 | 0 | 34.28
RE1358 | Windows | Windows | Windows - Vinyl casement (Residential) | Windows - Vinyl casement | Residential | Exterior Enclosure | Shell | Exterior Windows | Windows | [14 empty] | 0.28 | Faithful + Gould | $/ft2 | 0 | 0 | 26.71
RE1359 | Windows | Windows | Windows - Vinyl casement (Residential) | Windows - Vinyl casement | Residential | Exterior Enclosure | Shell | Exterior Windows | Windows | [14 empty] | 0.41 | Faithful + Gould | $/ft2 | 0 | 0 | 24.45
RE1360 | Windows | Windows | Windows - Vinyl casement (Residential) | Windows - Vinyl casement | Residential | Exterior Enclosure | Shell | Exterior Windows | Windows | [12 empty] | 0.28 |  |  | Faithful + Gould | $/ft2 | 0 | 0 | 26.71
RE1374 | Exterior Walls | Walls Above Grade | Walls-Wood Frame - Wall Assembly (Residential) | Walls-Wood Frame - Wall Assembly (ASHRAE 90.2) | Residential | Exterior Enclosure | Shell | Exterior Walls | Wall Assembly | [15 empty] | ASHRAE 90.2 | $/ft2 | 0 | 0 | 0
RE1375 | Exterior Walls | Walls Above Grade | Walls-Wood Frame - Wall Assembly (Residential) | Walls-Wood Frame - Wall Assembly (ASHRAE 90.2) | Residential | Exterior Enclosure | Shell | Exterior Walls | Wall Assembly | [15 empty] | ASHRAE 90.2 | $/ft2 | 0 | 0 | 0
RE1376 | Exterior Walls | Walls Above Grade | Walls-Wood Frame - Wall Assembly (Residential) | Walls-Wood Frame - Wall Assembly (ASHRAE 90.2) | Residential | Exterior Enclosure | Shell | Exterior Walls | Wall Assembly | [15 empty] | ASHRAE 90.2 | $/ft2 | 0 | 0 | 0
RE1390 | Windows | Windows | Windows - Vinyl casement (Residential) | Windows - Vinyl casement | Residential | Exterior Enclosure | Shell | Exterior Windows | Windows | [14 empty] | 0.65 | Faithful + Gould | $/ft2 | 0 | 0 | 0
RE1391 | Windows | Windows | Windows - Vinyl casement (Residential) | Windows - Vinyl casement | Residential | Exterior Enclosure | Shell | Exterior Windows | Windows | [14 empty] | 0.4 | Faithful + Gould | $/ft2 | 0 | 0 | 0
RE1392 | Windows | Windows | Windows - Vinyl casement (Residential) | Windows - Vinyl casement | Residential | Exterior Enclosure | Shell | Exterior Windows | Windows | [14 empty] | 0.35 | Faithful + Gould | $/ft2 | 0 | 0 | 0
RE1393 | Windows | Windows | Windows - Vinyl casement (Residential) | Windows - Vinyl casement | Residential | Exterior Enclosure | Shell | Exterior Windows | Windows | [14 empty] | 0.5 | Faithful + Gould | $/ft2 | 0 | 0 | 0
RE1394 | Windows | Windows | Windows - Vinyl casement (Residential) | Windows - Vinyl casement | Residential | Exterior Enclosure | Shell | Exterior Windows | Windows | [14 empty] | 0.32 | Faithful + Gould | $/ft2 | 0 | 0 | 0
RE1395 | Windows | Windows | Windows - Vinyl casement (Residential) | Windows - Vinyl casement | Residential | Exterior Enclosure | Shell | Exterior Windows | Windows | [12 empty] | 0.4 |  |  | Faithful + Gould | $/ft2 | 0 | 0 | 0
RE1396 | Windows | Windows | Windows - Vinyl casement (Residential) | Windows - Vinyl casement | Residential | Exterior Enclosure | Shell | Exterior Windows | Windows | [12 empty] | 0.3 |  |  | Faithful + Gould | $/ft2 | 0 | 0 | 0
RE1397 | Windows | Windows | Windows - Vinyl casement (Residential) | Windows - Vinyl casement | Residential | Exterior Enclosure | Shell | Exterior Windows | Windows | [12 empty] | 0.25 |  |  | Faithful + Gould | $/ft2 | 0 | 0 | 0
RE1398 | Exterior Walls | Walls Above Grade | Walls-Wood Frame - Insulation only (Residential) | Walls-Wood Frame - Insulation only (Home Depot) | Residential | Exterior Enclosure | Shell | Exterior Walls | Insulation only - Walls |  |  | 19 | [12 empty] | Home Depot | $/Unit | 0 | 0 | 0
RE1399 | Exterior Walls | Walls Above Grade | Walls-Wood Frame - Insulation only (Residential) | Walls-Wood Frame - Insulation only (Home Depot) | Residential | Exterior Enclosure | Shell | Exterior Walls | Insulation only - Walls |  |  | 21 | [12 empty] | Home Depot | $/Unit | 0 | 0 | 0
RE1389 | Windows | Windows | Windows - Vinyl casement (Residential) | Windows - Vinyl casement | Residential | Exterior Enclosure | Shell | Exterior Windows | Windows | [14 empty] | 0.75 | Faithful + Gould | $/ft2 | 0 | 0 | 0
RE1388 | Windows | Windows | Windows - Vinyl casement (Residential) | Windows - Vinyl casement | Residential | Exterior Enclosure | Shell | Exterior Windows | Windows | [14 empty] | 1.2 | Faithful + Gould | $/ft2 | 0 | 0 | 0
RE1387 | Floors | Floors | Floors-Wood frame - Insulation only - Floor (Residential) | Floors-Wood frame - Insulation only - Floor | Residential | Superstructure | Shell | Floor Construction | Insulation only - Floor |  |  | 38 | [12 empty] | Faithful + Gould | $/ft2 | 0 | 0 | 0
RE1377 | Exterior Walls | Walls Above Grade | Walls-Wood Frame - Wall Assembly (Residential) | Walls-Wood Frame - Wall Assembly (ASHRAE 90.2) | Residential | Exterior Enclosure | Shell | Exterior Walls | Wall Assembly | [15 empty] | ASHRAE 90.2 | $/ft2 | 0 | 0 | 0
RE1378 | Exterior Walls | Walls Above Grade | Walls-Wood Frame - Wall Assembly (Residential) | Walls-Wood Frame - Wall Assembly (ASHRAE 90.2) | Residential | Exterior Enclosure | Shell | Exterior Walls | Wall Assembly | [15 empty] | ASHRAE 90.2 | $/ft2 | 0 | 0 | 0
RE1379 | Exterior Walls | Walls Above Grade | Walls-Wood Frame - Wall Assembly (Residential) | Walls-Wood Frame - Wall Assembly (ASHRAE 90.2) | Residential | Exterior Enclosure | Shell | Exterior Walls | Wall Assembly | [15 empty] | ASHRAE 90.2 | $/ft2 | 0 | 0 | 0
RE1380 | Exterior Walls | Walls Above Grade | Walls-Wood Frame - Wall Assembly (Residential) | Walls-Wood Frame - Wall Assembly (ASHRAE 90.2) | Residential | Exterior Enclosure | Shell | Exterior Walls | Wall Assembly | [15 empty] | ASHRAE 90.2 | $/ft2 | 0 | 0 | 0
RE1381 | Exterior Walls | Walls Above Grade | Walls-Wood Frame - Wall Assembly (Residential) | Walls-Wood Frame - Wall Assembly (ASHRAE 90.2) | Residential | Exterior Enclosure | Shell | Exterior Walls | Wall Assembly | [15 empty] | ASHRAE 90.2 | $/ft2 | 0 | 0 | 0
RE1382 | Exterior Walls | Walls Above Grade | Walls-Wood Frame - Wall Assembly (Residential) | Walls-Wood Frame - Wall Assembly (ASHRAE 90.2) | Residential | Exterior Enclosure | Shell | Exterior Walls | Wall Assembly | [15 empty] | ASHRAE 90.2 | $/ft2 | 0 | 0 | 0
RE1383 | Exterior Walls | Walls Above Grade | Walls-Wood Frame - Wall Assembly (Residential) | Walls-Wood Frame - Wall Assembly (ASHRAE 90.2) | Residential | Exterior Enclosure | Shell | Exterior Walls | Wall Assembly | [15 empty] | ASHRAE 90.2 | $/ft2 | 0 | 0 | 0
RE1384 | Floors | Floors | Floors-Wood frame - Insulation only - Floor (Residential) | Floors-Wood frame - Insulation only - Floor | Residential | Superstructure | Shell | Floor Construction | Insulation only - Floor |  |  | 13 | [12 empty] | Faithful + Gould | $/ft2 | 0 | 0 | 0
RE1385 | Floors | Floors | Floors-Wood frame - Insulation only - Floor (Residential) | Floors-Wood frame - Insulation only - Floor | Residential | Superstructure | Shell | Floor Construction | Insulation only - Floor |  |  | 19 | [12 empty] | Faithful + Gould | $/ft2 | 0 | 0 | 0
RE1386 | Floors | Floors | Floors-Wood frame - Insulation only - Floor (Residential) | Floors-Wood frame - Insulation only - Floor | Residential | Superstructure | Shell | Floor Construction | Insulation only - Floor |  |  | 30 | [12 empty] | Faithful + Gould | $/ft2 | 0 | 0 | 0
RE1317 | Exterior Walls | Walls Above Grade | Walls-Wood Frame - Wall Assembly (Residential) | Walls-Wood Frame - Wall Assembly | Residential | Exterior Enclosure | Shell | Exterior Walls | Wall Assembly |  |  | 21 | [12 empty] | Faithful + Gould | $/ft2 | 0 | 0 | 1.3
RE1316 | Exterior Walls | Walls Above Grade | Walls-Wood Frame - Wall Assembly (Residential) | Walls-Wood Frame - Wall Assembly | Residential | Exterior Enclosure | Shell | Exterior Walls | Wall Assembly |  |  | 21 | [12 empty] | Faithful + Gould | $/ft2 | 0 | 0 | 1.3
RE1315 | Exterior Walls | Walls Above Grade | Walls-Wood Frame - Wall Assembly (Residential) | Walls-Wood Frame - Wall Assembly | Residential | Exterior Enclosure | Shell | Exterior Walls | Wall Assembly |  |  | 21 | [12 empty] | Faithful + Gould | $/ft2 | 0 | 0 | 8.03
RE1314 | Exterior Walls | Walls Above Grade | Walls-Wood Frame - Wall Sheathing (Residential) | Walls-Wood Frame - Wall Sheathing | Residential | Exterior Enclosure | Shell | Exterior Walls | Wall Sheathing |  |  | 21 | [12 empty] | Faithful + Gould | $/ft2 | 0 | 0 | 0.45
RE1318 | Exterior Walls | Walls Above Grade | Walls-Wood Frame - Wall Assembly (Residential) | Walls-Wood Frame - Wall Assembly | Residential | Exterior Enclosure | Shell | Exterior Walls | Wall Assembly |  |  | 21 | [12 empty] | Faithful + Gould | $/ft2 | 0 | 0 | 1.98
RE1319 | Exterior Walls | Walls Above Grade | Walls-Wood Frame - Insulation only (Residential) | Walls-Wood Frame - Insulation only | Residential | Exterior Enclosure | Shell | Exterior Walls | Insulation only - Walls |  |  | 21 | [12 empty] | Faithful + Gould | $/ft2 | 0 | 0 | 0.96
RE1320 | Exterior Walls | Walls Above Grade | Walls-Wood Frame - Wall Board (Residential) | Walls-Wood Frame - Wall Board | Residential | Exterior Enclosure | Shell | Exterior Walls | Wall Board |  |  | 21 | [12 empty] | Faithful + Gould | $/ft2 | 0 | 0 | 0.63
RE1321 | Exterior Walls | Walls Above Grade | Walls-Wood Frame - Vapor barrier (Residential) | Walls-Wood Frame - Vapor barrier | Residential | Exterior Enclosure | Shell | Exterior Walls | Vapor barrier |  |  | 21 | [12 empty] | Faithful + Gould | $/ft2 | 0 | 0 | 0.03
RE1322 | Exterior Walls | Walls Above Grade | Walls-Wood Frame - Siding (Residential) | Walls-Wood Frame - Siding | Residential | Exterior Enclosure | Shell | Exterior Walls | Siding |  |  | 21 | [12 empty] | Faithful + Gould | $/ft2 | 0 | 0 | 4.16
RE1323 | Exterior Walls | Walls Above Grade | Walls-Wood Frame - Vapor Barrier (Residential) | Walls-Wood Frame - Vapor Barrier | Residential | Exterior Enclosure | Shell | Exterior Walls | Vapor Barrier |  |  | 21 | [12 empty] | Faithful + Gould | $/ft2 | 0 | 0 | 0.17
RE1324 | Exterior Walls | Walls Above Grade | Walls-Wood Frame - Wall Sheathing (Residential) | Walls-Wood Frame - Wall Sheathing | Residential | Exterior Enclosure | Shell | Exterior Walls | Wall Sheathing |  |  | 21 | [12 empty] | Faithful + Gould | $/ft2 | 0 | 0 | 0.45
RE1313 | Exterior Walls | Walls Above Grade | Walls-Wood Frame - Vapor Barrier (Residential) | Walls-Wood Frame - Vapor Barrier | Residential | Exterior Enclosure | Shell | Exterior Walls | Vapor Barrier |  |  | 21 | [12 empty] | Faithful + Gould | $/ft2 | 0 | 0 | 0.17
RE1312 | Exterior Walls | Walls Above Grade | Walls-Wood Frame - Siding (Residential) | Walls-Wood Frame - Siding | Residential | Exterior Enclosure | Shell | Exterior Walls | Siding |  |  | 21 | [12 empty] | Faithful + Gould | $/ft2 | 0 | 0 | 4.16
RE1311 | Exterior Walls | Walls Above Grade | Walls-Wood Frame - Vapor barrier (Residential) | Walls-Wood Frame - Vapor barrier | Residential | Exterior Enclosure | Shell | Exterior Walls | Vapor barrier |  |  | 13 | [12 empty] | Faithful + Gould | $/ft2 | 0 | 0 | 0.03
RE1301 | Foundation | Walls Below Grade | Foundation-Masonry - Wall Sheathing (Residential) | Foundation-Masonry - Wall Sheathing | Residential | Basement Construction | Substructure | Basement Walls | Wall Sheathing |  |  | 13 | [12 empty] | Faithful + Gould | $/ft2 | 0 | 0 | 0.33
RE1302 | Exterior Walls | Walls Above Grade | Walls-Wood Frame - Siding (Residential) | Walls-Wood Frame - Siding | Residential | Exterior Enclosure | Shell | Exterior Walls | Siding |  |  | 13 | [12 empty] | Faithful + Gould | $/ft2 | 0 | 0 | 4.16
RE1303 | Exterior Walls | Walls Above Grade | Walls-Wood Frame - Vapor Barrier (Residential) | Walls-Wood Frame - Vapor Barrier | Residential | Exterior Enclosure | Shell | Exterior Walls | Vapor Barrier |  |  | 13 | [12 empty] | Faithful + Gould | $/ft2 | 0 | 0 | 0.17
RE1304 | Exterior Walls | Walls Above Grade | Walls-Wood Frame - Wall Sheathing (Residential) | Walls-Wood Frame - Wall Sheathing | Residential | Exterior Enclosure | Shell | Exterior Walls | Wall Sheathing |  |  | 13 | [12 empty] | Faithful + Gould | $/ft2 | 0 | 0 | 0.45
RE1305 | Exterior Walls | Walls Above Grade | Walls-Wood Frame - Wall Assembly (Residential) | Walls-Wood Frame - Wall Assembly (Faithful + Gould) | Residential | Exterior Enclosure | Shell | Exterior Walls | Wall Assembly |  |  | 13 | [12 empty] | Faithful + Gould | $/ft2 | 0 | 0 | 5.23
RE1306 | Exterior Walls | Walls Above Grade | Walls-Wood Frame - Wall Assembly (Residential) | Walls-Wood Frame - Wall Assembly (Faithful + Gould) | Residential | Exterior Enclosure | Shell | Exterior Walls | Wall Assembly |  |  | 13 | [12 empty] | Faithful + Gould | $/ft2 | 0 | 0 | 1.3
RE1307 | Exterior Walls | Walls Above Grade | Walls-Wood Frame - Wall Assembly (Residential) | Walls-Wood Frame - Wall Assembly (Faithful + Gould) | Residential | Exterior Enclosure | Shell | Exterior Walls | Wall Assembly |  |  | 13 | [12 empty] | Faithful + Gould | $/ft2 | 0 | 0 | 1.3
RE1308 | Exterior Walls | Walls Above Grade | Walls-Wood Frame - Wall Assembly (Residential) | Walls-Wood Frame - Wall Assembly (Faithful + Gould) | Residential | Exterior Enclosure | Shell | Exterior Walls | Wall Assembly |  |  | 13 | [12 empty] | Faithful + Gould | $/ft2 | 0 | 0 | 1.98
RE1309 | Exterior Walls | Walls Above Grade | Walls-Wood Frame - Insulation only (Residential) | Walls-Wood Frame - Insulation only | Residential | Exterior Enclosure | Shell | Exterior Walls | Insulation only - Walls |  |  | 13 | [12 empty] | Faithful + Gould | $/ft2 | 0 | 0 | 0.32
RE1310 | Exterior Walls | Walls Above Grade | Walls-Wood Frame - Wall Board (Residential) | Walls-Wood Frame - Wall Board | Residential | Exterior Enclosure | Shell | Exterior Walls | Wall Board |  |  | 13 | [12 empty] | Faithful + Gould | $/ft2 | 0 | 0 | 0.63
RE1338 | Windows | Windows | Windows - Vinyl casement (Residential) | Windows - Vinyl casement | Residential | Exterior Enclosure | Shell | Exterior Windows | Windows | [14 empty] | 0.41 | Faithful + Gould | $/Unit | 0 | 0 | 464.69
RE1325 | Exterior Walls | Walls Above Grade | Walls-Wood Frame - Wall Assembly (Residential) | Walls-Wood Frame - Wall Assembly (Faithful + Gould) | Residential | Exterior Enclosure | Shell | Exterior Walls | Wall Assembly |  |  | 21 | [12 empty] | Faithful + Gould | $/ft2 | 0 | 0 | 6.91
RE1326 | Exterior Walls | Walls Above Grade | Walls-Wood Frame - Wall Assembly (Residential) | Walls-Wood Frame - Wall Assembly (Faithful + Gould) | Residential | Exterior Enclosure | Shell | Exterior Walls | Wall Assembly |  |  | 21 | [12 empty] | Faithful + Gould | $/ft2 | 0 | 0 | 1.3
RE1340 | Windows | Windows | Windows - Vinyl casement (Residential) | Windows - Vinyl casement | Residential | Exterior Enclosure | Shell | Exterior Windows | Windows | [12 empty] | 0.19 |  |  | Faithful + Gould | $/Unit | 0 | 0 | 548.46
RE1341 | Windows | Windows | Windows - Vinyl casement (Residential) | Windows - Vinyl casement | Residential | Exterior Enclosure | Shell | Exterior Windows | Windows | [14 empty] | 0.28 | Faithful + Gould | $/Unit | 0 | 0 | 534.17
RE1342 | Windows | Windows | Windows - Vinyl casement (Residential) | Windows - Vinyl casement | Residential | Exterior Enclosure | Shell | Exterior Windows | Windows | [14 empty] | 0.41 | Faithful + Gould | $/Unit | 0 | 0 | 488.98
RE1343 | Windows | Windows | Windows - Vinyl casement (Residential) | Windows - Vinyl casement | Residential | Exterior Enclosure | Shell | Exterior Windows | Windows | [12 empty] | 0.28 |  |  | Faithful + Gould | $/Unit | 0 | 0 | 534.17
RE1344 | Windows | Windows | Windows - Vinyl casement (Residential) | Windows - Vinyl casement | Residential | Exterior Enclosure | Shell | Exterior Windows | Windows | [12 empty] | 0.19 |  |  | Faithful + Gould | $/Unit | 0 | 0 | 585.24
RE1345 | Windows | Windows | Windows - Vinyl casement (Residential) | Windows - Vinyl casement | Residential | Exterior Enclosure | Shell | Exterior Windows | Windows | [14 empty] | 0.28 | Faithful + Gould | $/Unit | 0 | 0 | 626.77
RE1346 | Windows | Windows | Windows - Vinyl casement (Residential) | Windows - Vinyl casement | Residential | Exterior Enclosure | Shell | Exterior Windows | Windows | [14 empty] | 0.41 | Faithful + Gould | $/Unit | 0 | 0 | 573.4
RE1347 | Windows | Windows | Windows - Vinyl casement (Residential) | Windows - Vinyl casement | Residential | Exterior Enclosure | Shell | Exterior Windows | Windows | [12 empty] | 0.28 |  |  | Faithful + Gould | $/Unit | 0 | 0 | 626.77
RE1348 | Windows | Windows | Windows - Vinyl casement (Residential) | Windows - Vinyl casement | Residential | Exterior Enclosure | Shell | Exterior Windows | Windows | [12 empty] | 0.19 |  |  | Faithful + Gould | $/Unit | 0 | 0 | 703.35
RE1349 | Windows | Windows | Windows - Vinyl casement (Residential) | Windows - Vinyl casement | Residential | Exterior Enclosure | Shell | Exterior Windows | Windows | [14 empty] | 0.28 | Faithful + Gould | $/ft2 | 0 | 0 | 34.72
RE1350 | Windows | Windows | Windows - Vinyl casement (Residential) | Windows - Vinyl casement | Residential | Exterior Enclosure | Shell | Exterior Windows | Windows | [14 empty] | 0.41 | Faithful + Gould | $/ft2 | 0 | 0 | 31.79
RE1339 | Windows | Windows | Windows - Vinyl casement (Residential) | Windows - Vinyl casement | Residential | Exterior Enclosure | Shell | Exterior Windows | Windows | [12 empty] | 0.28 |  |  | Faithful + Gould | $/Unit | 0 | 0 | 507.61
RE1337 | Windows | Windows | Windows - Vinyl casement (Residential) | Windows - Vinyl casement | Residential | Exterior Enclosure | Shell | Exterior Windows | Windows | [14 empty] | 0.28 | Faithful + Gould | $/Unit | 0 | 0 | 507.61
RE1327 | Exterior Walls | Walls Above Grade | Walls-Wood Frame - Wall Assembly (Residential) | Walls-Wood Frame - Wall Assembly (Faithful + Gould) | Residential | Exterior Enclosure | Shell | Exterior Walls | Wall Assembly |  |  | 21 | [12 empty] | Faithful + Gould | $/ft2 | 0 | 0 | 1.3
RE1328 | Exterior Walls | Walls Above Grade | Walls-Wood Frame - Wall Assembly (Residential) | Walls-Wood Frame - Wall Assembly (Faithful + Gould) | Residential | Exterior Enclosure | Shell | Exterior Walls | Wall Assembly |  |  | 21 | [12 empty] | Faithful + Gould | $/ft2 | 0 | 0 | 1.98
RE1329 | Exterior Walls | Walls Above Grade | Walls-Wood Frame - Insulation only (Residential) | Walls-Wood Frame - Insulation only | Residential | Exterior Enclosure | Shell | Exterior Walls | Insulation only - Walls |  |  | 21 | [12 empty] | Faithful + Gould | $/ft2 | 0 | 0 | 0.96
RE1330 | Exterior Walls | Walls Above Grade | Walls-Wood Frame - Wall Board (Residential) | Walls-Wood Frame - Wall Board | Residential | Exterior Enclosure | Shell | Exterior Walls | Wall Board |  |  | 21 | [12 empty] | Faithful + Gould | $/ft2 | 0 | 0 | 0.63
RE1331 | Exterior Walls | Walls Above Grade | Walls-Wood Frame - Vapor barrier (Residential) | Walls-Wood Frame - Vapor barrier | Residential | Exterior Enclosure | Shell | Exterior Walls | Vapor barrier |  |  | 21 | [12 empty] | Faithful + Gould | $/ft2 | 0 | 0 | 0.03
RE1332 | Windows | Windows | Windows - Vinyl casement (Residential) | Windows - Vinyl casement | Residential | Exterior Enclosure | Shell | Exterior Windows | Windows | [14 empty] | 0.28 | Faithful + Gould | $/Unit | 0 | 0 | 243.02
RE1333 | Windows | Windows | Windows - Vinyl casement (Residential) | Windows - Vinyl casement | Residential | Exterior Enclosure | Shell | Exterior Windows | Windows | [14 empty] | 0.41 | Faithful + Gould | $/Unit | 0 | 0 | 222.53
RE1334 | Skylights | Skylights | Skylights (Residential) | Skylights | Residential | Exterior Enclosure | Shell | Exterior Windows | Skylights | [14 empty] | 0.42 | Faithful + Gould | $/Unit | 0 | 0 | 394.47
RE1335 | Windows | Windows | Windows - Vinyl casement (Residential) | Windows - Vinyl casement | Residential | Exterior Enclosure | Shell | Exterior Windows | Windows | [12 empty] | 0.28 |  |  | Faithful + Gould | $/Unit | 0 | 0 | 243.02
RE1336 | Windows | Windows | Windows - Vinyl casement (Residential) | Windows - Vinyl casement | Residential | Exterior Enclosure | Shell | Exterior Windows | Windows | [12 empty] | 0.19 |  |  | Faithful + Gould | $/Unit | 0 | 0 | 260.9
RE1266 | PV Arrays | Solar Controllers | PV Arrays - Charge controller T80 (Residential) | PV Arrays - Charge controller T80 | Residential | HVAC | Services | Energy Supply | Charge controller T80 | [15 empty] | Faithful + Gould | $/Unit | 0 | 0 | 816.94
RE1265 | PV Arrays | Solar Controllers | PV Arrays - Battery Temp Sensor (Residential) | PV Arrays - Battery Temp Sensor | Residential | HVAC | Services | Energy Supply | Battery Temp Sensor | [15 empty] | Faithful + Gould | $/Unit | 0 | 0 | 40.85
RE1267 | PV Arrays | Solar Controllers | PV Arrays - Wired Remote Display (Residential) | PV Arrays - Wired Remote Display | Residential | HVAC | Services | Energy Supply | Wired Remote Display | [15 empty] | Faithful + Gould | $/Unit | 0 | 0 | 192.56
RE1268 | PV Arrays | Solar Controllers | PV Arrays - Wireless Remote Display (Residential) | PV Arrays - Wireless Remote Display | Residential | HVAC | Services | Energy Supply | Wireless Remote Display | [15 empty] | Faithful + Gould | $/Unit | 0 | 0 | 385.13
RE1269 | PV Arrays | Solar Inverters | PV Arrays - Inverter (Residential) | PV Arrays - Inverter | Residential | HVAC | Services | Energy Supply | Inverter | [15 empty] | Faithful + Gould | $/Unit | 0 | 0 | 2042.35
RE1270 | PV Arrays | Solar Inverters | PV Arrays - Inverter (Residential) | PV Arrays - Inverter | Residential | HVAC | Services | Energy Supply | Inverter | [15 empty] | Faithful + Gould | $/Unit | 0 | 0 | 2042.35
RE1271 | PV Arrays | Solar Inverters | PV Arrays - Inverter (Residential) | PV Arrays - Inverter | Residential | HVAC | Services | Energy Supply | Inverter | [15 empty] | Faithful + Gould | $/Unit | 0 | 0 | 2217.4
RE1272 | PV Arrays | Solar Inverters | PV Arrays - Hybrid Inverter & Charger (Residential) | PV Arrays - Hybrid Inverter & Charger | Residential | HVAC | Services | Energy Supply | Hybrid Inverter & Charger | [15 empty] | Faithful + Gould | $/Unit | 0 | 0 | 3366.96
RE1273 | PV Arrays | Solar Inverters | PV Arrays - Hybrid Inverter & Charger (Residential) | PV Arrays - Hybrid Inverter & Charger | Residential | HVAC | Services | Energy Supply | Hybrid Inverter & Charger | [15 empty] | Faithful + Gould | $/Unit | 0 | 0 | 3962.15
RE1274 | PV Arrays | Solar Inverters | PV Arrays - Hybrid Inverter & Charger (Residential) | PV Arrays - Hybrid Inverter & Charger | Residential | HVAC | Services | Energy Supply | Hybrid Inverter & Charger | [15 empty] | Faithful + Gould | $/Unit | 0 | 0 | 4218.9
RE1260 | PV Arrays | Solar Controllers | PV Arrays - Charge controller (Residential) | PV Arrays - Charge controller | Residential | HVAC | Services | Energy Supply | Charge controller | [15 empty] | Faithful + Gould | $/Unit | 0 | 0 | 472.66
RE1264 | PV Arrays | Solar Controllers | PV Arrays - Charge controller (Residential) | PV Arrays - Charge controller | Residential | HVAC | Services | Energy Supply | Charge controller | [15 empty] | Faithful + Gould | $/Unit | 0 | 0 | 735.24
RE1263 | PV Arrays | Solar Controllers | PV Arrays - Charge controller (Residential) | PV Arrays - Charge controller | Residential | HVAC | Services | Energy Supply | Charge controller | [15 empty] | Faithful + Gould | $/Unit | 0 | 0 | 659.38
RE1252 | PV Arrays | Solar Batteries & Enclosures | PV Arrays - Solar battery (Residential) | PV Arrays - Solar battery | Residential | HVAC | Services | Energy Supply | Solar battery | [15 empty] | Faithful + Gould | $/Unit | 0 | 0 | 374.62
RE1253 | PV Arrays | Solar Batteries & Enclosures | PV Arrays - GEL battery (Residential) | PV Arrays - GEL battery | Residential | HVAC | Services | Energy Supply | GEL battery | [15 empty] | Faithful + Gould | $/Unit | 0 | 0 | 91.03
RE1254 | PV Arrays | Solar Batteries & Enclosures | PV Arrays - GEL battery (Residential) | PV Arrays - GEL battery | Residential | HVAC | Services | Energy Supply | GEL battery | [15 empty] | Faithful + Gould | $/Unit | 0 | 0 | 179.73
RE1255 | PV Arrays | Solar Batteries & Enclosures | PV Arrays - GEL battery (Residential) | PV Arrays - GEL battery | Residential | HVAC | Services | Energy Supply | GEL battery | [15 empty] | Faithful + Gould | $/Unit | 0 | 0 | 215.9
RE1256 | PV Arrays | Solar Batteries & Enclosures | PV Arrays - Solar battery (Residential) | PV Arrays - Solar battery | Residential | HVAC | Services | Energy Supply | Solar battery | [15 empty] | Faithful + Gould | $/Unit | 0 | 0 | 225.24
RE1257 | PV Arrays | Solar Batteries & Enclosures | PV Arrays - Solar battery (Residential) | PV Arrays - Solar battery | Residential | HVAC | Services | Energy Supply | Solar battery | [15 empty] | Faithful + Gould | $/Unit | 0 | 0 | 437.65
RE1258 | PV Arrays | Solar Controllers | PV Arrays - Charge controller (Residential) | PV Arrays - Charge controller | Residential | HVAC | Services | Energy Supply | Charge controller | [15 empty] | Faithful + Gould | $/Unit | 0 | 0 | 274.26
RE1259 | PV Arrays | Solar Controllers | PV Arrays - Charge controller (Residential) | PV Arrays - Charge controller | Residential | HVAC | Services | Energy Supply | Charge controller | [15 empty] | Faithful + Gould | $/Unit | 0 | 0 | 402.63
RE1261 | PV Arrays | Solar Controllers | PV Arrays - Charge controller (Residential) | PV Arrays - Charge controller | Residential | HVAC | Services | Energy Supply | Charge controller | [15 empty] | Faithful + Gould | $/Unit | 0 | 0 | 548.51
RE1262 | PV Arrays | Solar Controllers | PV Arrays - Charge controller (Residential) | PV Arrays - Charge controller | Residential | HVAC | Services | Energy Supply | Charge controller | [15 empty] | Faithful + Gould | $/Unit | 0 | 0 | 490.16
RE1251 | PV Arrays | Solar Batteries & Enclosures | PV Arrays - Solar battery (Residential) | PV Arrays - Solar battery | Residential | HVAC | Services | Energy Supply | Solar battery | [15 empty] | Faithful + Gould | $/Unit | 0 | 0 | 1580.2
RE1276 | PV Arrays | Solar Panles | PV Arrays - Solar Module (Residential) | PV Arrays - Solar Module | Residential | HVAC | Services | Energy Supply | Solar Module | [15 empty] | Faithful + Gould | $/Unit | 0 | 0 | 151.72
RE1277 | PV Arrays | Solar Panles | PV Arrays - Solar Module (Residential) | PV Arrays - Solar Module | Residential | HVAC | Services | Energy Supply | Solar Module | [15 empty] | Faithful + Gould | $/Unit | 0 | 0 | 151.72
RE1291 | PV Arrays | Solar Panles | PV Arrays - Solar Module (Residential) | PV Arrays - Solar Module | Residential | HVAC | Services | Energy Supply | Solar Module | [15 empty] | Faithful + Gould | $/Unit | 0 | 0 | 70.02
RE1292 | PV Arrays | Solar Panles | PV Arrays - Solar Module (Residential) | PV Arrays - Solar Module | Residential | HVAC | Services | Energy Supply | Solar Module | [15 empty] | Faithful + Gould | $/Unit | 0 | 0 | 402.63
RE1293 | PV Arrays | Solar Panles | PV Arrays - Solar Module (Residential) | PV Arrays - Solar Module | Residential | HVAC | Services | Energy Supply | Solar Module | [15 empty] | Faithful + Gould | $/Unit | 0 | 0 | 415.47
RE1294 | Foundation | Walls Below Grade | Walls Below Grade - Insulation only (Residential) | Walls Below Grade - Insulation only | Residential | Basement Construction | Substructure | Basement Walls | Insulation only - Walls |  | 5 | [13 empty] | Faithful + Gould | $/ft2 | 0 | 0 | 0.58
RE1295 | Foundation | Walls Below Grade | Foundation-Masonry - Wall Construction (Residential) | Foundation-Masonry - Wall Construction | Residential | Basement Construction | Substructure | Basement Walls | Wall Construction |  |  | 13 | [12 empty] | Faithful + Gould | $/ft2 | 0 | 0 | 3.76
RE1296 | Foundation | Walls Below Grade | Foundation-Masonry - Wall Construction (Residential) | Foundation-Masonry - Wall Construction | Residential | Basement Construction | Substructure | Basement Walls | Wall Construction |  |  | 13 | [12 empty] | Faithful + Gould | $/ft2 | 0 | 0 | 5.12
RE1297 | Foundation | Walls Below Grade | Foundation-Masonry - Waterproofing (Residential) | Foundation-Masonry - Waterproofing | Residential | Basement Construction | Substructure | Basement Walls | Waterproofing |  |  | 13 | [12 empty] | Faithful + Gould | $/ft2 | 0 | 0 | 0.49
RE1298 | Foundation | Walls Below Grade | Foundation-Masonry - Vapor barrier (Residential) | Foundation-Masonry - Vapor barrier | Residential | Basement Construction | Substructure | Basement Walls | Vapor barrier |  | 5 | 13 | [12 empty] | Faithful + Gould | $/ft2 | 0 | 0 | 0.03
RE1299 | Foundation | Walls Below Grade | Foundation-Masonry - Interior furring (Residential) | Foundation-Masonry - Interior furring | Residential | Basement Construction | Substructure | Basement Walls | Interior furring |  |  | 13 | [12 empty] | Faithful + Gould | $/ft2 | 0 | 0 | 5.23
RE1300 | Foundation | Walls Below Grade | Foundation-Masonry - Insulation only (Residential) | Foundation-Masonry - Insulation only | Residential | Basement Construction | Substructure | Basement Walls | Insulation only - Basement Wall |  |  | 13 | [12 empty] | Faithful + Gould | $/ft2 | 0 | 0 | 0.32
RE1275 | PV Arrays | Solar Panles | PV Arrays - Solar Module (Residential) | PV Arrays - Solar Module | Residential | HVAC | Services | Energy Supply | Solar Module | [15 empty] | Faithful + Gould | $/Unit | 0 | 0 | 103.87
RE1290 | PV Arrays | Solar Panles | PV Arrays - Solar Module (Residential) | PV Arrays - Solar Module | Residential | HVAC | Services | Energy Supply | Solar Module | [15 empty] | Faithful + Gould | $/Unit | 0 | 0 | 198.4
RE1289 | PV Arrays | Solar Panles | PV Arrays - Solar Module (Residential) | PV Arrays - Solar Module | Residential | HVAC | Services | Energy Supply | Solar Module | [15 empty] | Faithful + Gould | $/Unit | 0 | 0 | 291.76
RE1278 | PV Arrays | Solar Panles | PV Arrays - Solar Module (Residential) | PV Arrays - Solar Module | Residential | HVAC | Services | Energy Supply | Solar Module | [15 empty] | Faithful + Gould | $/Unit | 0 | 0 | 482
RE1279 | PV Arrays | Solar Panles | PV Arrays - Solar Module (Residential) | PV Arrays - Solar Module | Residential | HVAC | Services | Energy Supply | Solar Module | [15 empty] | Faithful + Gould | $/Unit | 0 | 0 | 499.5
RE1280 | PV Arrays | Solar Panles | PV Arrays - Solar Module (Residential) | PV Arrays - Solar Module | Residential | HVAC | Services | Energy Supply | Solar Module | [15 empty] | Faithful + Gould | $/Unit | 0 | 0 | 515.84
RE1281 | PV Arrays | Solar Panles | PV Arrays - Solar Module (Residential) | PV Arrays - Solar Module | Residential | HVAC | Services | Energy Supply | Solar Module | [15 empty] | Faithful + Gould | $/Unit | 0 | 0 | 227.58
RE1282 | PV Arrays | Solar Panles | PV Arrays - Solar Module (Residential) | PV Arrays - Solar Module | Residential | HVAC | Services | Energy Supply | Solar Module | [15 empty] | Faithful + Gould | $/Unit | 0 | 0 | 137.72
RE1283 | PV Arrays | Solar Panles | PV Arrays - Solar Module (Residential) | PV Arrays - Solar Module | Residential | HVAC | Services | Energy Supply | Solar Module | [15 empty] | Faithful + Gould | $/Unit | 0 | 0 | 851.95
RE1284 | PV Arrays | Solar Panles | PV Arrays - Solar Module (Residential) | PV Arrays - Solar Module | Residential | HVAC | Services | Energy Supply | Solar Module | [15 empty] | Faithful + Gould | $/Unit | 0 | 0 | 903.3
RE1285 | PV Arrays | Solar Panles | PV Arrays - Solar Module (Residential) | PV Arrays - Solar Module | Residential | HVAC | Services | Energy Supply | Solar Module | [15 empty] | Faithful + Gould | $/Unit | 0 | 0 | 737.58
RE1286 | PV Arrays | Solar Panles | PV Arrays - Solar Module (Residential) | PV Arrays - Solar Module | Residential | HVAC | Services | Energy Supply | Solar Module | [15 empty] | Faithful + Gould | $/Unit | 0 | 0 | 932.47
RE1287 | PV Arrays | Solar Panles | PV Arrays - Solar Module (Residential) | PV Arrays - Solar Module | Residential | HVAC | Services | Energy Supply | Solar Module | [15 empty] | Faithful + Gould | $/Unit | 0 | 0 | 834.44
RE1288 | PV Arrays | Solar Panles | PV Arrays - Solar Module (Residential) | PV Arrays - Solar Module | Residential | HVAC | Services | Energy Supply | Solar Module | [15 empty] | Faithful + Gould | $/Unit | 0 | 0 | 869.46
RE1218 | PV Arrays | Cables | PV Arrays - Controller to Battery Cables (Residential) | PV Arrays - Controller to Battery Cables | Residential | HVAC | Services | Energy Supply | Controller to Battery Cables | [15 empty] | Faithful + Gould | $/Unit | 0 | 0 | 26.84
RE1217 | PV Arrays | Cables | PV Arrays - Controller to Battery Cables (Residential) | PV Arrays - Controller to Battery Cables | Residential | HVAC | Services | Energy Supply | Controller to Battery Cables | [15 empty] | Faithful + Gould | $/Unit | 0 | 0 | 11.67
RE1216 | PV Arrays | Cables | PV Arrays - Controller to Battery Cables (Residential) | PV Arrays - Controller to Battery Cables | Residential | HVAC | Services | Energy Supply | Controller to Battery Cables | [15 empty] | Faithful + Gould | $/Unit | 0 | 0 | 7
RE1215 | Sun Control Devices | Sun Control Devices | Window awnings (Residential) | Window awnings | Residential | Exterior Enclosure | Shell | Exterior Walls | Window awnings | [15 empty] | Faithful + Gould | $/Unit | 0 | 0 | 273.09
RE1219 | PV Arrays | Cables | PV Arrays - Controller to Battery Cables (Residential) | PV Arrays - Controller to Battery Cables | Residential | HVAC | Services | Energy Supply | Controller to Battery Cables | [15 empty] | Faithful + Gould | $/Unit | 0 | 0 | 37.35
RE1220 | PV Arrays | Cables | PV Arrays - Controller to Battery Cables (Residential) | PV Arrays - Controller to Battery Cables | Residential | HVAC | Services | Energy Supply | Controller to Battery Cables | [15 empty] | Faithful + Gould | $/Unit | 0 | 0 | 45.51
RE1221 | PV Arrays | Cables | PV Arrays - Controller to Battery Cables (Residential) | PV Arrays - Controller to Battery Cables | Residential | HVAC | Services | Energy Supply | Controller to Battery Cables | [15 empty] | Faithful + Gould | $/Unit | 0 | 0 | 53.69
RE1222 | PV Arrays | Cables | PV Arrays - Controller to Battery Cables (Residential) | PV Arrays - Controller to Battery Cables | Residential | HVAC | Services | Energy Supply | Controller to Battery Cables | [15 empty] | Faithful + Gould | $/Unit | 0 | 0 | 56.02
RE1223 | PV Arrays | Cables | PV Arrays - Controller to Battery Cables (Residential) | PV Arrays - Controller to Battery Cables | Residential | HVAC | Services | Energy Supply | Controller to Battery Cables | [15 empty] | Faithful + Gould | $/Unit | 0 | 0 | 18.67
RE1224 | PV Arrays | Cables | PV Arrays - Controller to Battery Cables (Residential) | PV Arrays - Controller to Battery Cables | Residential | HVAC | Services | Energy Supply | Controller to Battery Cables | [15 empty] | Faithful + Gould | $/Unit | 0 | 0 | 100.37
RE1225 | PV Arrays | Cables | PV Arrays - Controller to Battery Cables (Residential) | PV Arrays - Controller to Battery Cables | Residential | HVAC | Services | Energy Supply | Controller to Battery Cables | [15 empty] | Faithful + Gould | $/Unit | 0 | 0 | 35.01
RE1214 | Sun Control Devices | Sun Control Devices | Window awnings (Residential) | Window awnings | Residential | Exterior Enclosure | Shell | Exterior Walls | Window awnings | [15 empty] | Faithful + Gould | $/Unit | 0 | 0 | 227.58
RE1213 | Sun Control Devices | Sun Control Devices | Window awnings (Residential) | Window awnings | Residential | Exterior Enclosure | Shell | Exterior Walls | Window awnings | [15 empty] | Faithful + Gould | $/Unit | 0 | 0 | 221.75
RE1212 | Sun Control Devices | Sun Control Devices | Window awnings (Residential) | Window awnings | Residential | Exterior Enclosure | Shell | Exterior Walls | Window awnings | [15 empty] | Faithful + Gould | $/Unit | 0 | 0 | 1050.34
RE1202 | Sun Control Devices | Sun Control Devices | Window awnings (Residential) | Window awnings | Residential | Exterior Enclosure | Shell | Exterior Walls | Window awnings | [15 empty] | Faithful + Gould | $/Unit | 0 | 0 | 259.08
RE1203 | Sun Control Devices | Sun Control Devices | Window awnings (Residential) | Window awnings | Residential | Exterior Enclosure | Shell | Exterior Walls | Window awnings | [15 empty] | Faithful + Gould | $/Unit | 0 | 0 | 313.94
RE1204 | Sun Control Devices | Sun Control Devices | Window awnings (Residential) | Window awnings | Residential | Exterior Enclosure | Shell | Exterior Walls | Window awnings | [15 empty] | Faithful + Gould | $/Unit | 0 | 0 | 340.78
RE1205 | Sun Control Devices | Sun Control Devices | Window awnings (Residential) | Window awnings | Residential | Exterior Enclosure | Shell | Exterior Walls | Window awnings | [15 empty] | Faithful + Gould | $/Unit | 0 | 0 | 472.66
RE1206 | Sun Control Devices | Sun Control Devices | Window awnings (Residential) | Window awnings | Residential | Exterior Enclosure | Shell | Exterior Walls | Window awnings | [15 empty] | Faithful + Gould | $/Unit | 0 | 0 | 190.23
RE1207 | Sun Control Devices | Sun Control Devices | Window awnings (Residential) | Window awnings | Residential | Exterior Enclosure | Shell | Exterior Walls | Window awnings | [15 empty] | Faithful + Gould | $/Unit | 0 | 0 | 264.93
RE1208 | Sun Control Devices | Sun Control Devices | Window awnings (Residential) | Window awnings | Residential | Exterior Enclosure | Shell | Exterior Walls | Window awnings | [15 empty] | Faithful + Gould | $/Unit | 0 | 0 | 379.3
RE1209 | Sun Control Devices | Sun Control Devices | Window awnings (Residential) | Window awnings | Residential | Exterior Enclosure | Shell | Exterior Walls | Window awnings | [15 empty] | Faithful + Gould | $/Unit | 0 | 0 | 1604.7
RE1211 | Sun Control Devices | Sun Control Devices | Window awnings (Residential) | Window awnings | Residential | Exterior Enclosure | Shell | Exterior Walls | Window awnings | [15 empty] | Faithful + Gould | $/Unit | 0 | 0 | 396.8
RE1210 | Sun Control Devices | Sun Control Devices | Window awnings (Residential) | Window awnings | Residential | Exterior Enclosure | Shell | Exterior Walls | Window awnings | [15 empty] | Faithful + Gould | $/Unit | 0 | 0 | 259.08
RE1201 | Sun Control Devices | Sun Control Devices | Window awnings (Residential) | Window awnings | Residential | Exterior Enclosure | Shell | Exterior Walls | Window awnings | [15 empty] | Faithful + Gould | $/Unit | 0 | 0 | 379.3
RE1226 | PV Arrays | Cables | PV Arrays - Controller to Battery Cables (Residential) | PV Arrays - Controller to Battery Cables | Residential | HVAC | Services | Energy Supply | Controller to Battery Cables | [15 empty] | Faithful + Gould | $/Unit | 0 | 0 | 40.85
RE1240 | PV Arrays | Cables | PV Arrays - Battery Cables (Residential) | PV Arrays - Battery Cables | Residential | HVAC | Services | Energy Supply | Battery Cables | [15 empty] | Faithful + Gould | $/Unit | 0 | 0 | 58.35
RE1241 | PV Arrays | Cables | PV Arrays - Battery Cables (Residential) | PV Arrays - Battery Cables | Residential | HVAC | Services | Energy Supply | Battery Cables | [15 empty] | Faithful + Gould | $/Unit | 0 | 0 | 53.69
RE1242 | PV Arrays | Cables | PV Arrays - Intermodule Cables (Residential) | PV Arrays - Intermodule Cables | Residential | HVAC | Services | Energy Supply | Intermodule Cables | [15 empty] | Faithful + Gould | $/Unit | 0 | 0 | 11.67
RE1243 | PV Arrays | Cables | PV Arrays - Intermodule Cables (Residential) | PV Arrays - Intermodule Cables | Residential | HVAC | Services | Energy Supply | Intermodule Cables | [15 empty] | Faithful + Gould | $/Unit | 0 | 0 | 15.17
RE1244 | PV Arrays | Cables | PV Arrays - Intermodule Cables (Residential) | PV Arrays - Intermodule Cables | Residential | HVAC | Services | Energy Supply | Intermodule Cables | [15 empty] | Faithful + Gould | $/Unit | 0 | 0 | 21
RE1245 | PV Arrays | Solar Batteries & Enclosures | PV Arrays - Solar battery (Residential) | PV Arrays - Solar battery | Residential | HVAC | Services | Energy Supply | Solar battery | [15 empty] | Faithful + Gould | $/Unit | 0 | 0 | 602.2
RE1246 | PV Arrays | Solar Batteries & Enclosures | PV Arrays - Solar battery (Residential) | PV Arrays - Solar battery | Residential | HVAC | Services | Energy Supply | Solar battery | [15 empty] | Faithful + Gould | $/Unit | 0 | 0 | 102.7
RE1247 | PV Arrays | Solar Batteries & Enclosures | PV Arrays - Solar battery (Residential) | PV Arrays - Solar battery | Residential | HVAC | Services | Energy Supply | Solar battery | [15 empty] | Faithful + Gould | $/Unit | 0 | 0 | 187.89
RE1248 | PV Arrays | Solar Batteries & Enclosures | PV Arrays - Solar battery (Residential) | PV Arrays - Solar battery | Residential | HVAC | Services | Energy Supply | Solar battery | [15 empty] | Faithful + Gould | $/Unit | 0 | 0 | 242.75
RE1249 | PV Arrays | Solar Batteries & Enclosures | PV Arrays - Solar battery (Residential) | PV Arrays - Solar battery | Residential | HVAC | Services | Energy Supply | Solar battery | [15 empty] | Faithful + Gould | $/Unit | 0 | 0 | 723.58
RE1250 | PV Arrays | Solar Batteries & Enclosures | PV Arrays - Solar battery (Residential) | PV Arrays - Solar battery | Residential | HVAC | Services | Energy Supply | Solar battery | [15 empty] | Faithful + Gould | $/Unit | 0 | 0 | 1261.58
RE1239 | PV Arrays | Cables | PV Arrays - Battery Cables (Residential) | PV Arrays - Battery Cables | Residential | HVAC | Services | Energy Supply | Battery Cables | [15 empty] | Faithful + Gould | $/Unit | 0 | 0 | 18.67
RE1238 | PV Arrays | Cables | PV Arrays - Battery Cables (Residential) | PV Arrays - Battery Cables | Residential | HVAC | Services | Energy Supply | Battery Cables | [15 empty] | Faithful + Gould | $/Unit | 0 | 0 | 5.83
RE1227 | PV Arrays | Cables | PV Arrays - Inverter Cables (Residential) | PV Arrays - Inverter Cables | Residential | HVAC | Services | Energy Supply | Inverter Cables | [15 empty] | Faithful + Gould | $/Unit | 0 | 0 | 56.02
RE1228 | PV Arrays | Mounting (Roof/Ground) | PV Arrays - Mounting rail (Residential) | PV Arrays - Mounting rail | Residential | HVAC | Services | Energy Supply | Mounting rail | [15 empty] | Faithful + Gould | $/Unit | 0 | 0 | 186.73
RE1229 | PV Arrays | Mounting (Roof/Ground) | PV Arrays - Mounting rail (Residential) | PV Arrays - Mounting rail | Residential | HVAC | Services | Energy Supply | Mounting rail | [15 empty] | Faithful + Gould | $/Unit | 0 | 0 | 291.76
RE1230 | PV Arrays | Mounting (Roof/Ground) | PV Arrays - Mounting rail (Residential) | PV Arrays - Mounting rail | Residential | HVAC | Services | Energy Supply | Mounting rail | [15 empty] | Faithful + Gould | $/Unit | 0 | 0 | 303.43
RE1231 | PV Arrays | Mounting (Roof/Ground) | PV Arrays - Mounting rail (Residential) | PV Arrays - Mounting rail | Residential | HVAC | Services | Energy Supply | Mounting rail | [15 empty] | Faithful + Gould | $/Unit | 0 | 0 | 612.71
RE1232 | PV Arrays | Mounting (Roof/Ground) | PV Arrays - Mounting rail (Residential) | PV Arrays - Mounting rail | Residential | HVAC | Services | Energy Supply | Mounting rail | [15 empty] | Faithful + Gould | $/Unit | 0 | 0 | 105.03
RE1233 | PV Arrays | Mounting (Roof/Ground) | PV Arrays - Mounting rail (Residential) | PV Arrays - Mounting rail | Residential | HVAC | Services | Energy Supply | Mounting rail | [15 empty] | Faithful + Gould | $/Unit | 0 | 0 | 116.7
RE1234 | PV Arrays | Mounting (Roof/Ground) | PV Arrays - Mounting rail (Residential) | PV Arrays - Mounting rail | Residential | HVAC | Services | Energy Supply | Mounting rail | [15 empty] | Faithful + Gould | $/Unit | 0 | 0 | 134.21
RE1235 | PV Arrays | Mounting (Roof/Ground) | PV Arrays - Mounting rail (Residential) | PV Arrays - Mounting rail | Residential | HVAC | Services | Energy Supply | Mounting rail | [15 empty] | Faithful + Gould | $/Unit | 0 | 0 | 157.55
RE1236 | PV Arrays | Mounting (Roof/Ground) | PV Arrays - Mounting rail (Residential) | PV Arrays - Mounting rail | Residential | HVAC | Services | Energy Supply | Mounting rail | [15 empty] | Faithful + Gould | $/Unit | 0 | 0 | 169.22
RE1237 | PV Arrays | Cables | PV Arrays - Battery Cables (Residential) | PV Arrays - Battery Cables | Residential | HVAC | Services | Energy Supply | Battery Cables | [15 empty] | Faithful + Gould | $/Unit | 0 | 0 | 248.58
RE1168 | Windows | Windows | Windows - Vinyl casement (Residential) | Windows - Vinyl casement | Residential | Exterior Enclosure | Shell | Exterior Windows | Windows | [12 empty] | 0.26 |  | 0.32 | Faithful + Gould | $/Unit | 0 | 0 | 728.24
RE1167 | Windows | Windows | Windows - Vinyl casement (Residential) | Windows - Vinyl casement | Residential | Exterior Enclosure | Shell | Exterior Windows | Windows | [12 empty] | 0.28 |  | 0.29 | Faithful + Gould | $/Unit | 0 | 0 | 798.27
RE1166 | Windows | Windows | Windows - Vinyl casement (Residential) | Windows - Vinyl casement | Residential | Exterior Enclosure | Shell | Exterior Windows | Windows | [12 empty] | 0.25 |  | 0.29 | Faithful + Gould | $/Unit | 0 | 0 | 818.23
RE1165 | Windows | Windows | Windows - Vinyl casement (Residential) | Windows - Vinyl casement | Residential | Exterior Enclosure | Shell | Exterior Windows | Windows | [12 empty] | 0.27 |  | 0.43 | Faithful + Gould | $/Unit | 0 | 0 | 696.09
RE1169 | Windows | Windows | Windows - Wood & clad casement (Residential) | Windows - Wood & clad casement | Residential | Exterior Enclosure | Shell | Exterior Windows | Windows | [14 empty] | 0.3 | Faithful + Gould | $/Unit | 0 | 0 | 1656.46
RE1170 | Doors | Doors | Doors-Fiberglass (Residential) | Doors-Fiberglass (Faithful + Gould) | Residential | Exterior Enclosure | Shell | Exterior Doors | Doors | [12 empty] | 0.22 |  | 0.37 | Faithful + Gould | $/Unit | 0 | 0 | 1689.89
RE1171 | Doors | Doors | Doors-Wood (Residential) | Doors-Wood (Faithful + Gould) | Residential | Exterior Enclosure | Shell | Exterior Doors | Doors | [14 empty] | 0.3 | Faithful + Gould | $/Unit | 0 | 0 | 1884.19
RE1172 | Doors | Doors | Doors-Fiberglass (Residential) | Doors-Fiberglass (Faithful + Gould) | Residential | Exterior Enclosure | Shell | Exterior Doors | Doors | [12 empty] | 0.22 |  | 0.37 | Faithful + Gould | $/Unit | 0 | 0 | 2436.81
RE1173 | Doors | Doors | Doors-Vinyl (Residential) | Doors-Vinyl | Residential | Exterior Enclosure | Shell | Exterior Doors | Doors | [12 empty] | 0.22 |  | 0.3 | Faithful + Gould | $/Unit | 0 | 0 | 838.9
RE1174 | Doors | Doors | Doors-Vinyl (Residential) | Doors-Vinyl | Residential | Exterior Enclosure | Shell | Exterior Doors | Doors | [12 empty] | 0.22 |  | 0.27 | Faithful + Gould | $/Unit | 0 | 0 | 847.44
RE1175 | Doors | Doors | Doors-Vinyl (Residential) | Doors-Vinyl | Residential | Exterior Enclosure | Shell | Exterior Doors | Doors | [12 empty] | 0.33 |  | 0.42 | Faithful + Gould | $/Unit | 0 | 0 | 778.8
RE1164 | Windows | Windows | Windows - Vinyl casement (Residential) | Windows - Vinyl casement | Residential | Exterior Enclosure | Shell | Exterior Windows | Windows | [12 empty] | 0.18 |  | 0.3 | Faithful + Gould | $/Unit | 0 | 0 | 740.78
RE1163 | Windows | Windows | Windows - Fiberglass casement (Residential) | Windows - Fiberglass casement | Residential | Exterior Enclosure | Shell | Exterior Windows | Windows | [12 empty] | 0.25-0.28 |  | 0.34 | Faithful + Gould | $/Unit | 0 | 0 | 1009.51
RE1162 | Windows | Windows | Windows - Composite casement (Residential) | Windows - Composite casement | Residential | Exterior Enclosure | Shell | Exterior Windows | Windows | [14 empty] | 0.31 | Faithful + Gould | $/Unit | 0 | 0 | 1115.28
RE1152 | Windows | Windows | Windows - Vinyl casement (Residential) | Windows - Vinyl casement | Residential | Exterior Enclosure | Shell | Exterior Windows | Windows | [12 empty] | 0.25 |  | 0.29 | Faithful + Gould | $/Unit | 0 | 0 | 700.98
RE1153 | Windows | Windows | Windows - Vinyl casement (Residential) | Windows - Vinyl casement | Residential | Exterior Enclosure | Shell | Exterior Windows | Windows | [12 empty] | 0.28 |  | 0.29 | Faithful + Gould | $/Unit | 0 | 0 | 654.14
RE1154 | Windows | Windows | Windows - Vinyl casement (Residential) | Windows - Vinyl casement | Residential | Exterior Enclosure | Shell | Exterior Windows | Windows | [12 empty] | 0.26 |  | 0.32 | Faithful + Gould | $/Unit | 0 | 0 | 624.38
RE1155 | Windows | Windows | Windows - Wood & clad casement (Residential) | Windows - Wood & clad casement | Residential | Exterior Enclosure | Shell | Exterior Windows | Windows | [14 empty] | 0.3 | Faithful + Gould | $/Unit | 0 | 0 | 1338.34
RE1156 | Windows | Windows | Windows - Composite casement (Residential) | Windows - Composite casement | Residential | Exterior Enclosure | Shell | Exterior Windows | Windows | [14 empty] | 0.31 | Faithful + Gould | $/Unit | 0 | 0 | 996.96
RE1157 | Windows | Windows | Windows - Fiberglass casement (Residential) | Windows - Fiberglass casement | Residential | Exterior Enclosure | Shell | Exterior Windows | Windows | [12 empty] | 0.25-0.28 |  | 0.34 | Faithful + Gould | $/Unit | 0 | 0 | 921.97
RE1158 | Windows | Windows | Windows - Vinyl casement (Residential) | Windows - Vinyl casement | Residential | Exterior Enclosure | Shell | Exterior Windows | Windows | [12 empty] | 0.25 |  | 0.29 | Faithful + Gould | $/Unit | 0 | 0 | 735.39
RE1159 | Windows | Windows | Windows - Vinyl casement (Residential) | Windows - Vinyl casement | Residential | Exterior Enclosure | Shell | Exterior Windows | Windows | [12 empty] | 0.28 |  | 0.29 | Faithful + Gould | $/Unit | 0 | 0 | 700.7
RE1160 | Windows | Windows | Windows - Vinyl casement (Residential) | Windows - Vinyl casement | Residential | Exterior Enclosure | Shell | Exterior Windows | Windows | [12 empty] | 0.26 |  | 0.32 | Faithful + Gould | $/Unit | 0 | 0 | 654.72
RE1161 | Windows | Windows | Windows - Wood & clad casement (Residential) | Windows - Wood & clad casement | Residential | Exterior Enclosure | Shell | Exterior Windows | Windows | [14 empty] | 0.3 | Faithful + Gould | $/Unit | 0 | 0 | 1390.72
RE1151 | Windows | Windows | Windows - Vinyl casement (Residential) | Windows - Vinyl casement | Residential | Exterior Enclosure | Shell | Exterior Windows | Windows | [12 empty] | 0.27 |  | 0.42 | Faithful + Gould | $/Unit | 0 | 0 | 607.58
RE1176 | Doors | Doors | Doors-Vinyl (Residential) | Doors-Vinyl | Residential | Exterior Enclosure | Shell | Exterior Doors | Doors | [12 empty] | 0.29 |  | 0.29 | Faithful + Gould | $/Unit | 0 | 0 | 831.2
RE1190 | Testing and Balancing | Testing | Blower Door Test (Residential) | Blower Door Test | Residential | HVAC | Services | Systems Testing and Balancing | Blower Door Test | [15 empty] | Faithful + Gould | ea | 0 | 0 | 0
RE1191 | Exterior Walls | Walls Above Grade | Walls Above Grade - Insulation only (Residential) | Walls Above Grade - Insulation only | Residential | Exterior Enclosure | Shell | Exterior Walls | Insulation only - Walls |  | 38 | [13 empty] | Faithful + Gould | $/ft2 | 0 | 0 | 5.16
RE1192 | Exterior Walls | Walls Above Grade | Walls Above Grade - Insulation only (Residential) | Walls Above Grade - Insulation only | Residential | Exterior Enclosure | Shell | Exterior Walls | Insulation only - Walls |  | 46 | [13 empty] | Faithful + Gould | $/ft2 | 0 | 0 | 5.67
RE1193 | Exterior Walls | Walls Above Grade | Walls Above Grade - Insulation only (Residential) | Walls Above Grade - Insulation only | Residential | Exterior Enclosure | Shell | Exterior Walls | Insulation only - Walls |  |  | 36 | [12 empty] | Faithful + Gould | $/ft2 | 0 | 0 | 55.16
RE1194 | Exterior Walls | Walls Above Grade | Walls Above Grade - Insulation only (Residential) | Walls Above Grade - Insulation only | Residential | Exterior Enclosure | Shell | Exterior Walls | Insulation only - Walls |  | 15 | [13 empty] | Faithful + Gould | $/ft2 | 0 | 0 | 3.88
RE1195 | Exterior Walls | Walls Above Grade | Walls Above Grade - Insulation only (Residential) | Walls Above Grade - Insulation only | Residential | Exterior Enclosure | Shell | Exterior Walls | Insulation only - Walls |  | 23 | [13 empty] | Faithful + Gould | $/ft2 | 0 | 0 | 4.25
RE1196 | Exterior Walls | Walls Above Grade | Walls Above Grade - Insulation only (Residential) | Walls Above Grade - Insulation only | Residential | Exterior Enclosure | Shell | Exterior Walls | Insulation only - Walls |  | 30 | [13 empty] | Faithful + Gould | $/ft2 | 0 | 0 | 4.7
RE1197 | Exterior Walls | Walls Above Grade | Walls Above Grade - Insulation only (Residential) | Walls Above Grade - Insulation only | Residential | Exterior Enclosure | Shell | Exterior Walls | Insulation only - Walls |  |  | 6.5 | [12 empty] | Faithful + Gould | $/ft2 | 0 | 0 | 19.05
RE1198 | Exterior Walls | Walls Above Grade | Walls Above Grade - Insulation only (Residential) | Walls Above Grade - Insulation only | Residential | Exterior Enclosure | Shell | Exterior Walls | Insulation only - Walls |  |  | 3.3 | [12 empty] | Faithful + Gould | $/ft2 | 0 | 0 | 10.83
RE1199 | Exterior Walls | Walls Above Grade | Walls Above Grade - Insulation only (Residential) | Walls Above Grade - Insulation only | Residential | Exterior Enclosure | Shell | Exterior Walls | Insulation only - Walls |  |  | 5 | [12 empty] | Faithful + Gould | $/ft2 | 0 | 0 | 12.33
RE1200 | Exterior Walls | Walls Above Grade | Walls Above Grade - Insulation only (Residential) | Walls Above Grade - Insulation only | Residential | Exterior Enclosure | Shell | Exterior Walls | Insulation only - Walls |  |  | 4.1 | [12 empty] | Faithful + Gould | $/ft2 | 0 | 0 | 11.95
RE1189 | Testing and Balancing | Testing | Blower Door Test (Residential) | Blower Door Test | Residential | HVAC | Services | Systems Testing and Balancing | Blower Door Test | [15 empty] | Faithful + Gould | ea | 0 | 0 | 0
RE1188 | Testing and Balancing | Testing | Duct Testing (Residential) | Duct Testing | Residential | HVAC | Services | Systems Testing and Balancing | Duct Blaster Test | [15 empty] | Faithful + Gould | ea | 0 | 0 | 0
RE1177 | Doors | Doors | Doors-Fiberglass (Residential) | Doors-Fiberglass (Faithful + Gould) | Residential | Exterior Enclosure | Shell | Exterior Doors | Doors | [12 empty] | 0.22 |  | 0.37 | Faithful + Gould | $/Unit | 0 | 0 | 2036.51
RE1178 | Doors | Doors | Doors-Vinyl (Residential) | Doors-Vinyl | Residential | Exterior Enclosure | Shell | Exterior Doors | Doors | [12 empty] | 0.29 |  | 0.34 | Faithful + Gould | $/Unit | 0 | 0 | 766.76
RE1179 | Doors | Doors | Doors-Wood (Residential) | Doors-Wood (Faithful + Gould) | Residential | Exterior Enclosure | Shell | Exterior Doors | Doors | [14 empty] | 0.24 | Faithful + Gould | $/Unit | 0 | 0 | 3523.08
RE1180 | Doors | Doors | Doors-Wood (Residential) | Doors-Wood (Faithful + Gould) | Residential | Exterior Enclosure | Shell | Exterior Doors | Doors | [14 empty] | 0.41 | Faithful + Gould | $/Unit | 0 | 0 | 2629.39
RE1181 | Doors | Doors | Doors-Garage door insulation kit (Residential) | Doors-Garage door insulation kit | Residential | Exterior Enclosure | Shell | Exterior Doors | Garage Door Insulation Kit | [15 empty] | Faithful + Gould | $/Unit | 0 | 0 | 81.65
RE1182 | Wind Energy Supply System | Wind Energy Supply System | Hybrid Wind & Solar Power System (Residential) | Hybrid Wind & Solar Power System | Residential | HVAC | Services | Energy Supply | Hybrid Wind & Solar Power System | [15 empty] | Faithful + Gould | $/Unit | 0 | 0 | 8157.72
RE1183 | Wind Energy Supply System | Wind Energy Supply System | Hybrid Wind & Solar Power System (Residential) | Hybrid Wind & Solar Power System | Residential | HVAC | Services | Energy Supply | Hybrid Wind & Solar Power System | [15 empty] | Faithful + Gould | $/Unit | 0 | 0 | 12825.93
RE1184 | Wind Energy Supply System | Wind Energy Supply System | Hybrid Wind & Solar Power System (Residential) | Hybrid Wind & Solar Power System | Residential | HVAC | Services | Energy Supply | Hybrid Wind & Solar Power System | [15 empty] | Faithful + Gould | $/Unit | 0 | 0 | 8157.72
RE1185 | Wind Energy Supply System | Wind Energy Supply System | Hybrid Wind & Solar Power System (Residential) | Hybrid Wind & Solar Power System | Residential | HVAC | Services | Energy Supply | Hybrid Wind & Solar Power System | [15 empty] | Faithful + Gould | $/Unit | 0 | 0 | 18661.21
RE1186 | Wind Energy Supply System | Wind Energy Supply System | Hybrid Wind & Solar Power System (Residential) | Hybrid Wind & Solar Power System | Residential | HVAC | Services | Energy Supply | Hybrid Wind & Solar Power System | [15 empty] | Faithful + Gould | $/Unit | 0 | 0 | 8157.72
RE1187 | Testing and Balancing | Testing | Duct Testing (Residential) | Duct Testing | Residential | HVAC | Services | Systems Testing and Balancing | Duct Blaster Test | [15 empty] | Faithful + Gould | ea | 0 | 0 | 0
RE1150 | Windows | Windows | Windows - Vinyl casement (Residential) | Windows - Vinyl casement | Residential | Exterior Enclosure | Shell | Exterior Windows | Windows | [12 empty] | 0.18 |  | 0.27 | Faithful + Gould | $/Unit | 0 | 0 | 641.42
RE1149 | Windows | Windows | Windows - Vinyl casement (Residential) | Windows - Vinyl casement | Residential | Exterior Enclosure | Shell | Exterior Windows | Windows | [12 empty] | 0.18 |  | 0.3 | Faithful + Gould | $/Unit | 0 | 0 | 637.23
RE1148 | Windows | Windows | Windows - Fiberglass casement (Residential) | Windows - Fiberglass casement | Residential | Exterior Enclosure | Shell | Exterior Windows | Windows | [12 empty] | 0.25-0.28 |  | 0.34 | Faithful + Gould | $/Unit | 0 | 0 | 893.97
RE1101 | Exterior Walls | Walls Above Grade | Walls-Wood Frame - Insulation only (Residential) | Walls-Wood Frame - Insulation only | Residential | Exterior Enclosure | Shell | Exterior Walls | Insulation only - Walls |  |  | 11 | [12 empty] | Faithful + Gould | $/ft2 | 0 | 0 | 0.33
RE1114 | Skylights | Skylights | Skylights (Residential) | Skylights | Residential | Exterior Enclosure | Shell | Exterior Windows | Skylights | [14 empty] | 0.44 | Faithful + Gould | $/Unit | 0 | 0 | 294.1
RE1115 | Skylights | Skylights | Skylights (Residential) | Skylights | Residential | Exterior Enclosure | Shell | Exterior Windows | Skylights | [14 empty] | 0.45 | Faithful + Gould | $/Unit | 0 | 0 | 308.22
RE1116 | Skylights | Skylights | Skylights (Residential) | Skylights | Residential | Exterior Enclosure | Shell | Exterior Windows | Skylights | [14 empty] | 0.31 | Faithful + Gould | $/Unit | 0 | 0 | 258.33
RE1117 | Windows | Windows | Windows - Composite casement (Residential) | Windows - Composite casement | Residential | Exterior Enclosure | Shell | Exterior Windows | Windows | [12 empty] | 0.25-0.28 |  | 0.34 | Faithful + Gould | $/Unit | 0 | 0 | 380.17
RE1118 | Windows | Windows | Windows - Fiberglass casement (Residential) | Windows - Fiberglass casement | Residential | Exterior Enclosure | Shell | Exterior Windows | Windows | [12 empty] | 0.18 |  | 0.3 | Faithful + Gould | $/Unit | 0 | 0 | 344.28
RE1119 | Windows | Windows | Windows - Vinyl casement (Residential) | Windows - Vinyl casement | Residential | Exterior Enclosure | Shell | Exterior Windows | Windows | [12 empty] | 0.27 |  | 0.42 | Faithful + Gould | $/Unit | 0 | 0 | 263.74
RE1120 | Windows | Windows | Windows - Vinyl casement (Residential) | Windows - Vinyl casement | Residential | Exterior Enclosure | Shell | Exterior Windows | Windows | [12 empty] | 0.18 |  | 0.27 | Faithful + Gould | $/Unit | 0 | 0 | 253.44
RE1121 | Windows | Windows | Windows - Vinyl casement (Residential) | Windows - Vinyl casement | Residential | Exterior Enclosure | Shell | Exterior Windows | Windows | [12 empty] | 0.25 |  | 0.29 | Faithful + Gould | $/Unit | 0 | 0 | 265.21
RE1122 | Windows | Windows | Windows - Vinyl casement (Residential) | Windows - Vinyl casement | Residential | Exterior Enclosure | Shell | Exterior Windows | Windows | [12 empty] | 0.28 |  | 0.29 | Faithful + Gould | $/Unit | 0 | 0 | 295.86
RE1113 | Skylights | Skylights | Skylights (Residential) | Skylights | Residential | Exterior Enclosure | Shell | Exterior Windows | Skylights | [14 empty] | 0.43 | Faithful + Gould | $/Unit | 0 | 0 | 283.83
RE1112 | Skylights | Skylights | Skylights (Residential) | Skylights | Residential | Exterior Enclosure | Shell | Exterior Windows | Skylights | [14 empty] | 0.44 | Faithful + Gould | $/Unit | 0 | 0 | 280.1
RE1111 | Skylights | Skylights | Skylights (Residential) | Skylights | Residential | Exterior Enclosure | Shell | Exterior Windows | Skylights | [14 empty] | 0.44 | Faithful + Gould | $/Unit | 0 | 0 | 194.9
RE1102 | Exterior Walls | Walls Above Grade | Walls-Wood Frame - Insulation only (Residential) | Walls-Wood Frame - Insulation only | Residential | Exterior Enclosure | Shell | Exterior Walls | Insulation only - Walls |  |  | 11 | [12 empty] | Faithful + Gould | $/ft2 | 0 | 0 | 0.33
RE1103 | Exterior Walls | Walls Above Grade | Walls-Wood Frame - Insulation only (Residential) | Walls-Wood Frame - Insulation only | Residential | Exterior Enclosure | Shell | Exterior Walls | Insulation only - Walls |  |  | 13 | [12 empty] | Faithful + Gould | $/ft2 | 0 | 0 | 0.32
RE1104 | Exterior Walls | Walls Above Grade | Walls-Wood Frame - Insulation only (Residential) | Walls-Wood Frame - Insulation only | Residential | Exterior Enclosure | Shell | Exterior Walls | Insulation only - Walls |  |  | 13 | [12 empty] | Faithful + Gould | $/ft2 | 0 | 0 | 0.32
RE1105 | Exterior Walls | Walls Above Grade | Walls-Wood Frame - Insulation only (Residential) | Walls-Wood Frame - Insulation only | Residential | Exterior Enclosure | Shell | Exterior Walls | Insulation only - Walls |  |  | 15 | [12 empty] | Faithful + Gould | $/ft2 | 0 | 0 | 0.48
RE1106 | Exterior Walls | Walls Above Grade | Walls-Wood Frame - Insulation only (Residential) | Walls-Wood Frame - Insulation only | Residential | Exterior Enclosure | Shell | Exterior Walls | Insulation only - Walls |  |  | 19 | [12 empty] | Faithful + Gould | $/ft2 | 0 | 0 | 0.48
RE1107 | Exterior Walls | Walls Above Grade | Walls-Wood Frame - Insulation only (Residential) | Walls-Wood Frame - Insulation only | Residential | Exterior Enclosure | Shell | Exterior Walls | Insulation only - Walls |  |  | 19 | [12 empty] | Faithful + Gould | $/ft2 | 0 | 0 | 0.43
RE1108 | Exterior Walls | Walls Above Grade | Walls-Wood Frame - Insulation only (Residential) | Walls-Wood Frame - Insulation only | Residential | Exterior Enclosure | Shell | Exterior Walls | Insulation only - Walls |  |  | 19 | [12 empty] | Faithful + Gould | $/ft2 | 0 | 0 | 0.43
RE1109 | Exterior Walls | Walls Above Grade | Walls-Wood Frame - Insulation only (Residential) | Walls-Wood Frame - Insulation only | Residential | Exterior Enclosure | Shell | Exterior Walls | Insulation only - Walls |  |  | 21 | [12 empty] | Faithful + Gould | $/ft2 | 0 | 0 | 0.43
RE1110 | Exterior Walls | Walls Above Grade | Walls-Wood Frame - Insulation only (Residential) | Walls-Wood Frame - Insulation only | Residential | Exterior Enclosure | Shell | Exterior Walls | Insulation only - Walls | [14 empty] | 0.45 | Faithful + Gould | $/ft2 | 0 | 0 | 0.96
RE1123 | Windows | Windows | Windows - Vinyl casement (Residential) | Windows - Vinyl casement | Residential | Exterior Enclosure | Shell | Exterior Windows | Windows | [12 empty] | 0.26 |  | 0.32 | Faithful + Gould | $/Unit | 0 | 0 | 293.81
RE1124 | Windows | Windows | Windows - Vinyl casement (Residential) | Windows - Vinyl casement | Residential | Exterior Enclosure | Shell | Exterior Windows | Windows | [14 empty] | 0.3 | Faithful + Gould | $/Unit | 0 | 0 | 262.58
RE1125 | Windows | Windows | Windows - Wood & clad casement (Residential) | Windows - Wood & clad casement | Residential | Exterior Enclosure | Shell | Exterior Windows | Windows | [14 empty] | 0.31 | Faithful + Gould | $/Unit | 0 | 0 | 548.92
RE1138 | Windows | Windows | Windows - Composite casement (Residential) | Windows - Composite casement | Residential | Exterior Enclosure | Shell | Exterior Windows | Windows | [14 empty] | 0.31 | Faithful + Gould | $/Unit | 0 | 0 | 799.13
RE1139 | Windows | Windows | Windows - Fiberglass casement (Residential) | Windows - Fiberglass casement | Residential | Exterior Enclosure | Shell | Exterior Windows | Windows | [12 empty] | 0.25-0.28 |  | 0.34 | Faithful + Gould | $/Unit | 0 | 0 | 835.61
RE1140 | Windows | Windows | Windows - Vinyl casement (Residential) | Windows - Vinyl casement | Residential | Exterior Enclosure | Shell | Exterior Windows | Windows | [12 empty] | 0.18 |  | 0.3 | Faithful + Gould | $/Unit | 0 | 0 | 588.24
RE1141 | Windows | Windows | Windows - Vinyl casement (Residential) | Windows - Vinyl casement | Residential | Exterior Enclosure | Shell | Exterior Windows | Windows | [12 empty] | 0.18 |  | 0.27 | Faithful + Gould | $/Unit | 0 | 0 | 591.59
RE1142 | Windows | Windows | Windows - Vinyl casement (Residential) | Windows - Vinyl casement | Residential | Exterior Enclosure | Shell | Exterior Windows | Windows | [12 empty] | 0.27 |  | 0.42 | Faithful + Gould | $/Unit | 0 | 0 | 564.62
RE1143 | Windows | Windows | Windows - Vinyl casement (Residential) | Windows - Vinyl casement | Residential | Exterior Enclosure | Shell | Exterior Windows | Windows | [12 empty] | 0.25 |  | 0.29 | Faithful + Gould | $/Unit | 0 | 0 | 660.57
RE1144 | Windows | Windows | Windows - Vinyl casement (Residential) | Windows - Vinyl casement | Residential | Exterior Enclosure | Shell | Exterior Windows | Windows | [12 empty] | 0.28 |  | 0.29 | Faithful + Gould | $/Unit | 0 | 0 | 607.57
RE1145 | Windows | Windows | Windows - Vinyl casement (Residential) | Windows - Vinyl casement | Residential | Exterior Enclosure | Shell | Exterior Windows | Windows | [12 empty] | 0.26 |  | 0.32 | Faithful + Gould | $/Unit | 0 | 0 | 589.36
RE1146 | Windows | Windows | Windows - Wood & clad casement (Residential) | Windows - Wood & clad casement | Residential | Exterior Enclosure | Shell | Exterior Windows | Windows | [14 empty] | 0.3 | Faithful + Gould | $/Unit | 0 | 0 | 1210.34
RE1147 | Windows | Windows | Windows - Composite casement (Residential) | Windows - Composite casement | Residential | Exterior Enclosure | Shell | Exterior Windows | Windows | [14 empty] | 0.31 | Faithful + Gould | $/Unit | 0 | 0 | 888.36
RE1137 | Windows | Windows | Windows - Wood & clad casement (Residential) | Windows - Wood & clad casement | Residential | Exterior Enclosure | Shell | Exterior Windows | Windows | [14 empty] | 0.3 | Faithful + Gould | $/Unit | 0 | 0 | 822.41
RE1136 | Windows | Windows | Windows - Vinyl casement (Residential) | Windows - Vinyl casement | Residential | Exterior Enclosure | Shell | Exterior Windows | Windows | [12 empty] | 0.26 |  | 0.32 | Faithful + Gould | $/Unit | 0 | 0 | 338.45
RE1126 | Windows | Windows | Windows - Composite casement (Residential) | Windows - Composite casement | Residential | Exterior Enclosure | Shell | Exterior Windows | Windows | [12 empty] | 0.25-0.28 |  | 0.34 | Faithful + Gould | $/Unit | 0 | 0 | 424.78
RE1127 | Windows | Windows | Windows - Fiberglass casement (Residential) | Windows - Fiberglass casement | Residential | Exterior Enclosure | Shell | Exterior Windows | Windows | [12 empty] | 0.25 |  | 0.29 | Faithful + Gould | $/Unit | 0 | 0 | 396.8
RE1128 | Windows | Windows | Windows - Vinyl casement (Residential) | Windows - Vinyl casement | Residential | Exterior Enclosure | Shell | Exterior Windows | Windows | [12 empty] | 0.28 |  | 0.29 | Faithful + Gould | $/Unit | 0 | 0 | 323.8
RE1129 | Windows | Windows | Windows - Vinyl casement (Residential) | Windows - Vinyl casement | Residential | Exterior Enclosure | Shell | Exterior Windows | Windows | [14 empty] | 0.32 | Faithful + Gould | $/Unit | 0 | 0 | 344.8
RE1130 | Windows | Windows | Windows - Vinyl casement (Residential) | Windows - Vinyl casement | Residential | Exterior Enclosure | Shell | Exterior Windows | Windows | [12 empty] | 0.26 |  | 0.32 | Faithful + Gould | $/Unit | 0 | 0 | 287.09
RE1131 | Windows | Windows | Windows - Wood & clad casement (Residential) | Windows - Wood & clad casement | Residential | Exterior Enclosure | Shell | Exterior Windows | Windows | [14 empty] | 0.3 | Faithful + Gould | $/Unit | 0 | 0 | 663.35
RE1132 | Windows | Windows | Windows - Composite casement (Residential) | Windows - Composite casement | Residential | Exterior Enclosure | Shell | Exterior Windows | Windows | [14 empty] | 0.31 | Faithful + Gould | $/Unit | 0 | 0 | 538.24
RE1133 | Windows | Windows | Windows - Fiberglass casement (Residential) | Windows - Fiberglass casement | Residential | Exterior Enclosure | Shell | Exterior Windows | Windows | [12 empty] | 0.25-0.28 |  | 0.34 | Faithful + Gould | $/Unit | 0 | 0 | 456.32
RE1134 | Windows | Windows | Windows - Vinyl casement (Residential) | Windows - Vinyl casement | Residential | Exterior Enclosure | Shell | Exterior Windows | Windows | [12 empty] | 0.25 |  | 0.29 | Faithful + Gould | $/Unit | 0 | 0 | 382.16
RE1135 | Windows | Windows | Windows - Vinyl casement (Residential) | Windows - Vinyl casement | Residential | Exterior Enclosure | Shell | Exterior Windows | Windows | [12 empty] | 0.28 |  | 0.29 | Faithful + Gould | $/Unit | 0 | 0 | 420.2
RE1068 | Exterior Walls | Walls Above Grade | Walls-Wood Frame - Insulation only (Residential) | Walls-Wood Frame - Insulation only | Residential | Exterior Enclosure | Shell | Exterior Walls | Insulation only - Walls |  |  | 6.7 | [12 empty] | Faithful + Gould | $/ft2 | 0 | 0 | 1.09
RE1067 | Exterior Walls | Walls Above Grade | Walls-Wood Frame - Insulation only (Residential) | Walls-Wood Frame - Insulation only | Residential | Exterior Enclosure | Shell | Exterior Walls | Insulation only - Walls |  |  | 19 | [12 empty] | Faithful + Gould | $/ft2 | 0 | 0 | 0.37
RE1066 | Exterior Walls | Walls Above Grade | Walls-Wood Frame - Insulation only (Residential) | Walls-Wood Frame - Insulation only | Residential | Exterior Enclosure | Shell | Exterior Walls | Insulation only - Walls |  |  | 13 | [12 empty] | Faithful + Gould | $/ft2 | 0 | 0 | 0.29
RE1065 | Exterior Walls | Walls Above Grade | Walls-Wood Frame - Insulation only (Residential) | Walls-Wood Frame - Insulation only | Residential | Exterior Enclosure | Shell | Exterior Walls | Insulation only - Walls |  |  | 3.7-17 | [12 empty] | Faithful + Gould | $/ft2 | 0 | 0 | 0.54
RE1069 | Exterior Walls | Walls Above Grade | Walls Above Grade-Insulation only - Sheathing (Residential) | Walls Above Grade-Insulation only - Sheathing | Residential | Exterior Enclosure | Shell | Exterior Walls | Insulation only - Sheathing |  | 4 | [13 empty] | Faithful + Gould | $/ft2 | 0 | 0 | 0.5
RE1070 | Exterior Walls | Walls Above Grade | Walls Above Grade-Insulation only - Sheathing (Residential) | Walls Above Grade-Insulation only - Sheathing | Residential | Exterior Enclosure | Shell | Exterior Walls | Insulation only - Sheathing |  | 2 | [13 empty] | Faithful + Gould | $/ft2 | 0 | 0 | 0.35
RE1071 | Exterior Walls | Walls Above Grade | Walls Above Grade-Insulation only - Sheathing (Residential) | Walls Above Grade-Insulation only - Sheathing | Residential | Exterior Enclosure | Shell | Exterior Walls | Insulation only - Sheathing |  | 6 | [13 empty] | Faithful + Gould | $/ft2 | 0 | 0 | 0.73
RE1072 | Exterior Walls | Walls Above Grade | Walls Above Grade-Insulation only - Sheathing (Residential) | Walls Above Grade-Insulation only - Sheathing | Residential | Exterior Enclosure | Shell | Exterior Walls | Insulation only - Sheathing |  | 8 | [13 empty] | Faithful + Gould | $/ft2 | 0 | 0 | 0.97
RE1073 | Exterior Walls | Walls Above Grade | Walls Above Grade-Insulation only - Sheathing (Residential) | Walls Above Grade-Insulation only - Sheathing | Residential | Exterior Enclosure | Shell | Exterior Walls | Insulation only - Sheathing |  | 3 | [13 empty] | Faithful + Gould | $/ft2 | 0 | 0 | 0.4
RE1074 | Exterior Walls | Walls Above Grade | Walls Above Grade-Insulation only - Sheathing (Residential) | Walls Above Grade-Insulation only - Sheathing | Residential | Exterior Enclosure | Shell | Exterior Walls | Insulation only - Sheathing |  | 5 | [13 empty] | Faithful + Gould | $/ft2 | 0 | 0 | 0.42
RE1075 | Exterior Walls | Walls Above Grade | Walls Above Grade-Insulation only - Sheathing (Residential) | Walls Above Grade-Insulation only - Sheathing | Residential | Exterior Enclosure | Shell | Exterior Walls | Insulation only - Sheathing |  | 5 | [13 empty] | Faithful + Gould | $/ft2 | 0 | 0 | 0.5
RE1064 | Exterior Walls | Walls Above Grade | Walls-Wood Frame - Insulation only (Residential) | Walls-Wood Frame - Insulation only | Residential | Exterior Enclosure | Shell | Exterior Walls | Insulation only - Walls |  |  | 3.7-17 | [12 empty] | Faithful + Gould | $/ft2 | 0 | 0 | 0.55
RE1063 | Foundation | Foundation | Foundation-Insulation only - Basement Wall (Residential) | Foundation-Insulation only - Basement Wall | Residential | Basement Construction | Substructure | Basement Walls | Insulation only - Basement Wall |  |  | 5 | [12 empty] | Faithful + Gould | $/ft2 | 0 | 0 | 0.58
RE1062 | Foundation | Foundation | Foundation-Insulation only - Basement Wall (Residential) | Foundation-Insulation only - Basement Wall | Residential | Basement Construction | Substructure | Basement Walls | Insulation only - Basement Wall |  |  | 20 | [12 empty] | Faithful + Gould | $/ft2 | 0 | 0 | 2.22
RE1052 | Roofs | Roofs | Roofs-Wood frame - Insulation only (Residential) | Roofs-Wood frame - Insulation only | Residential | Roofing | Shell | Roof Coverings | Insulation - Roof (Ceiling/Attic) |  |  | 30 | [12 empty] | Faithful + Gould | $/Unit | 0 | 0 | 23.28
RE1053 | Roofs | Roofs | Roofs-Wood frame - Insulation only (Residential) | Roofs-Wood frame - Insulation only | Residential | Roofing | Shell | Roof Coverings | Insulation - Roof (Ceiling/Attic) |  |  | 30 | [12 empty] | Faithful + Gould | $/ft2 | 0 | 0 | 0.47
RE1054 | Roofs | Roofs | Roofs-Wood frame - Insulation only (Residential) | Roofs-Wood frame - Insulation only | Residential | Roofing | Shell | Roof Coverings | Insulation - Roof (Ceiling/Attic) |  |  | 38 | [12 empty] | Faithful + Gould | $/ft2 | 0.15 | 0 | 0.65
RE1055 | Roofs | Roofs | Roofs-Wood frame - Insulation only (Residential) | Roofs-Wood frame - Insulation only | Residential | Roofing | Shell | Roof Coverings | Insulation - Roof (Ceiling/Attic) |  |  | 38 | [12 empty] | Faithful + Gould | $/ft2 | 0 | 0 | 0.57
RE1056 | Roofs | Roofs | Roofs-Wood frame - Insulation only (Residential) | Roofs-Wood frame - Insulation only | Residential | Roofing | Shell | Roof Coverings | Insulation - Roof (Ceiling/Attic) |  |  | 49 | [12 empty] | Faithful + Gould | $/ft2 | 0.15 | 0 | 0.8
RE1057 | Roofs | Roofs | Roofs-Wood frame - Insulation only (Residential) | Roofs-Wood frame - Insulation only | Residential | Roofing | Shell | Roof Coverings | Insulation - Roof (Ceiling/Attic) |  |  | 49 | [12 empty] | Faithful + Gould | $/ft2 | 0 | 0 | 0.73
RE1058 | Exterior Walls | Walls Above Grade | Walls-Vapor Barrier - Air infiltration barrier (Residential) | Walls-Vapor Barrier - Air infiltration barrier | Residential | Exterior Enclosure | Shell | Exterior Walls | Air infiltration barrier | [15 empty] | Faithful + Gould | $/ft2 | 0 | 0 | 0.23
RE1059 | Exterior Walls | Walls Above Grade | Walls-Vapor Barrier - Envelope sealant (Residential) | Walls-Vapor Barrier - Envelope sealant | Residential | Exterior Enclosure | Shell | Exterior Walls | Envelope sealant | [15 empty] | Faithful + Gould | $/ft2 | 0 | 0 | 0.06
RE1060 | Foundation | Foundation | Foundation-Insulation only - Basement Wall (Residential) | Foundation-Insulation only - Basement Wall | Residential | Basement Construction | Substructure | Basement Walls | Insulation only - Basement Wall |  |  | 10 | [12 empty] | Faithful + Gould | $/ft2 | 0 | 0 | 1.17
RE1061 | Foundation | Foundation | Foundation-Insulation only - Basement Wall (Residential) | Foundation-Insulation only - Basement Wall | Residential | Basement Construction | Substructure | Basement Walls | Insulation only - Basement Wall |  |  | 15 | [12 empty] | Faithful + Gould | $/ft2 | 0 | 0 | 1.68
RE1051 | Roofs | Roofs | Roofs-Wood frame - Insulation only (Residential) | Roofs-Wood frame - Insulation only | Residential | Roofing | Shell | Roof Coverings | Insulation - Roof (Ceiling/Attic) |  |  | 30 | [12 empty] | Faithful + Gould | $/ft2 | 0.15 | 0 | 0.56
RE1076 | Exterior Walls | Walls Above Grade | Walls Above Grade-Insulation only - Sheathing (Residential) | Walls Above Grade-Insulation only - Sheathing | Residential | Exterior Enclosure | Shell | Exterior Walls | Insulation only - Sheathing |  | 5 | [13 empty] | Faithful + Gould | $/ft2 | 0 | 0 | 0.46
RE1090 | Exterior Walls | Walls Above Grade | Mass Walls - Insulation only (Residential) | Mass Walls - Insulation only | Residential | Exterior Enclosure | Shell | Exterior Walls | Insulation only - Walls |  |  | 9.1 | [12 empty] | Faithful + Gould | $/ft2 | 0 | 0 | 0.68
RE1091 | Exterior Walls | Walls Above Grade | Mass Walls - Insulation only (Residential) | Mass Walls - Insulation only | Residential | Exterior Enclosure | Shell | Exterior Walls | Insulation only - Walls |  |  | 11.1 | [12 empty] | Faithful + Gould | $/ft2 | 0 | 0 | 0.9
RE1092 | Exterior Walls | Walls Above Grade | Mass Walls - Insulation only (Residential) | Mass Walls - Insulation only | Residential | Exterior Enclosure | Shell | Exterior Walls | Insulation only - Walls |  |  | 11.1 | [12 empty] | Faithful + Gould | $/ft2 | 0 | 0 | 0.73
RE1093 | Exterior Walls | Walls Above Grade | Walls-Wood Frame - Insulation only (Residential) | Walls-Wood Frame - Insulation only | Residential | Exterior Enclosure | Shell | Exterior Walls | Insulation only - Walls |  |  | 13 | [12 empty] | Faithful + Gould | $/ft2 | 0 | 0 | 0.44
RE1094 | Exterior Walls | Walls Above Grade | Walls-Wood Frame - Insulation only (Residential) | Walls-Wood Frame - Insulation only | Residential | Exterior Enclosure | Shell | Exterior Walls | Insulation only - Walls |  |  | 13 | [12 empty] | Faithful + Gould | $/ft2 | 0 | 0 | 0.47
RE1095 | Exterior Walls | Walls Above Grade | Walls-Wood Frame - Insulation only (Residential) | Walls-Wood Frame - Insulation only | Residential | Exterior Enclosure | Shell | Exterior Walls | Insulation only - Walls |  |  | 15 | [12 empty] | Faithful + Gould | $/ft2 | 0 | 0 | 0.8
RE1096 | Exterior Walls | Walls Above Grade | Walls-Wood Frame - Insulation only (Residential) | Walls-Wood Frame - Insulation only | Residential | Exterior Enclosure | Shell | Exterior Walls | Insulation only - Walls |  |  | 19 | [12 empty] | Faithful + Gould | $/ft2 | 0 | 0 | 0.53
RE1097 | Exterior Walls | Walls Above Grade | Walls-Wood Frame - Insulation only (Residential) | Walls-Wood Frame - Insulation only | Residential | Exterior Enclosure | Shell | Exterior Walls | Insulation only - Walls |  |  | 19 | [12 empty] | Faithful + Gould | $/ft2 | 0 | 0 | 0.54
RE1098 | Exterior Walls | Walls Above Grade | Walls-Wood Frame - Insulation only (Residential) | Walls-Wood Frame - Insulation only | Residential | Exterior Enclosure | Shell | Exterior Walls | Insulation only - Walls |  |  | 21 | [12 empty] | Faithful + Gould | $/ft2 | 0 | 0 | 0.77
RE1099 | Exterior Walls | Walls Above Grade | Walls-Wood Frame - Insulation only (Residential) | Walls-Wood Frame - Insulation only | Residential | Exterior Enclosure | Shell | Exterior Walls | Insulation only - Walls |  |  | 21 | [12 empty] | Faithful + Gould | $/ft2 | 0 | 0 | 0.78
RE1100 | Exterior Walls | Walls Above Grade | Walls-Wood Frame - Insulation only (Residential) | Walls-Wood Frame - Insulation only | Residential | Exterior Enclosure | Shell | Exterior Walls | Insulation only - Walls |  |  | 30 | [12 empty] | Faithful + Gould | $/ft2 | 0 | 0 | 0.98
RE1089 | Exterior Walls | Walls Above Grade | Mass Walls - Insulation only (Residential) | Mass Walls - Insulation only | Residential | Exterior Enclosure | Shell | Exterior Walls | Insulation only - Walls |  |  | 5.9 | [12 empty] | Faithful + Gould | $/ft2 | 0 | 0 | 0.32
RE1088 | Exterior Walls | Walls Above Grade | Mass Walls - Insulation only (Residential) | Mass Walls - Insulation only | Residential | Exterior Enclosure | Shell | Exterior Walls | Insulation only - Walls |  |  | 9.1 | [12 empty] | Faithful + Gould | $/ft2 | 0 | 0 | 0.54
RE1077 | Exterior Walls | Walls Above Grade | Walls Above Grade-Insulation only - Sheathing (Residential) | Walls Above Grade-Insulation only - Sheathing | Residential | Exterior Enclosure | Shell | Exterior Walls | Insulation only - Sheathing |  | 5 | [13 empty] | Faithful + Gould | $/ft2 | 0 | 0 | 1.03
RE1078 | Exterior Walls | Walls Above Grade | Walls Above Grade-Insulation only - Sheathing (Residential) | Walls Above Grade-Insulation only - Sheathing | Residential | Exterior Enclosure | Shell | Exterior Walls | Insulation only - Sheathing |  | 12.9 | [13 empty] | Faithful + Gould | $/ft2 | 0 | 0 | 1.13
RE1079 | Exterior Walls | Walls Above Grade | Walls Above Grade-Insulation only - Sheathing (Residential) | Walls Above Grade-Insulation only - Sheathing | Residential | Exterior Enclosure | Shell | Exterior Walls | Insulation only - Sheathing |  | 12.9 | [13 empty] | Faithful + Gould | $/ft2 | 0 | 0 | 0.68
RE1080 | Foundation | Foundation | Foundation-Insulation only - Slab (Residential) | Foundation-Insulation only - Slab | Residential | Exterior Enclosure | Shell | Exterior Walls | Insulation only - Slab |  |  | 10 | [12 empty] | Faithful + Gould | $/ft2 | 0 | 0 | 1.46
RE1081 | Foundation | Foundation | Foundation-Insulation only - Slab (Residential) | Foundation-Insulation only - Slab | Residential | Exterior Enclosure | Shell | Exterior Walls | Insulation only - Slab |  |  | 15 | [12 empty] | Faithful + Gould | $/ft2 | 0 | 0 | 2.33
RE1082 | Foundation | Foundation | Foundation-Insulation only - Slab (Residential) | Foundation-Insulation only - Slab | Residential | Exterior Enclosure | Shell | Exterior Walls | Insulation only - Slab |  |  | 20 | [12 empty] | Faithful + Gould | $/ft2 | 0 | 0 | 2.92
RE1083 | Foundation | Foundation | Foundation-Insulation only - Slab (Residential) | Foundation-Insulation only - Slab | Residential | Exterior Enclosure | Shell | Exterior Walls | Insulation only - Slab |  |  | 5 | [12 empty] | Faithful + Gould | $/ft2 | 0 | 0 | 0.76
RE1085 | Exterior Walls | Walls Above Grade | Mass Walls - Insulation only (Residential) | Mass Walls - Insulation only | Residential | Exterior Enclosure | Shell | Exterior Walls | Insulation only - Walls |  |  | 15 | [12 empty] | Faithful + Gould | $/ft2 | 0 | 0 | 1.68
RE1084 | Exterior Walls | Walls Above Grade | Walls Above Grade-Insulation only - Walls (Residential) | Walls Above Grade-Insulation only - Walls | Residential | Exterior Enclosure | Shell | Exterior Walls | Insulation only - Walls |  |  | 10 | [12 empty] | Faithful + Gould | $/ft2 | 0 | 0 | 1.17
RE1086 | Exterior Walls | Walls Above Grade | Mass Walls - Insulation only (Residential) | Mass Walls - Insulation only | Residential | Exterior Enclosure | Shell | Exterior Walls | Insulation only - Walls |  |  | 20 | [12 empty] | Faithful + Gould | $/ft2 | 0 | 0 | 2.22
RE1087 | Exterior Walls | Walls Above Grade | Mass Walls - Insulation only (Residential) | Mass Walls - Insulation only | Residential | Exterior Enclosure | Shell | Exterior Walls | Insulation only - Walls |  |  | 5 | [12 empty] | Faithful + Gould | $/ft2 | 0 | 0 | 0.58
RE1017 | Roofs | Roofs | Cool Roof - Metal roof panels (Residential) | Cool Roof - Metal roof panels | Residential | Superstructure | Shell | Roof Construction | Metal roof panels | [13 empty] | 0.67 |  | Faithful + Gould | $/ft2 | 0 | 0 | 1.22
RE1016 | Floors | Floors | Floors-Wood frame - Insulation only - Floor (Residential) | Floors-Wood frame - Insulation only - Floor | Residential | Superstructure | Shell | Floor Construction | Insulation only - Floor |  |  | 21 | [12 empty] | Faithful + Gould | $/ft2 | 0 | 0 | 0.78
RE1015 | Floors | Floors | Floors-Wood frame - Insulation only - Floor (Residential) | Floors-Wood frame - Insulation only - Floor | Residential | Superstructure | Shell | Floor Construction | Insulation only - Floor |  |  | 19 | [12 empty] | Faithful + Gould | $/ft2 | 0 | 0 | 0.54
RE1014 | Floors | Floors | Floors-Wood frame - Insulation only - Floor (Residential) | Floors-Wood frame - Insulation only - Floor | Residential | Superstructure | Shell | Floor Construction | Insulation only - Floor |  |  | 19 | [12 empty] | Faithful + Gould | $/ft2 | 0 | 0 | 0.53
RE1018 | Roofs | Roofs | Cool Roof - Metal roof panels (Residential) | Cool Roof - Metal roof panels | Residential | Superstructure | Shell | Roof Construction | Metal roof panels | [13 empty] | 0.47 |  | Faithful + Gould | $/ft2 | 0 | 0 | 1.22
RE1019 | Roofs | Roofs | Cool Roof - Metal roof panels (Residential) | Cool Roof - Metal roof panels | Residential | Superstructure | Shell | Roof Construction | Metal roof panels | [13 empty] | 0.39 |  | Faithful + Gould | $/ft2 | 0 | 0 | 1.22
RE1020 | Roofs | Roofs | Cool Roof - Metal roof panels (Residential) | Cool Roof - Metal roof panels | Residential | Superstructure | Shell | Roof Construction | Metal roof panels | [13 empty] | 0.25 |  | Faithful + Gould | $/ft2 | 0 | 0 | 1.22
RE1022 | Roofs | Roofs | Cool Roof - Metal roof panels (Residential) | Cool Roof - Metal roof panels | Residential | Superstructure | Shell | Roof Construction | Metal roof panels | [13 empty] | 0.29 |  | Faithful + Gould | $/ft2 | 0 | 0 | 1.22
RE1023 | Roofs | Roofs | Cool Roof - Metal roof panels (Residential) | Cool Roof - Metal roof panels | Residential | Superstructure | Shell | Roof Construction | Metal roof panels | [13 empty] | 0.49 |  | Faithful + Gould | $/ft2 | 0 | 0 | 1.26
RE1024 | Roofs | Roofs | Cool Roof - Metal roof panels (Residential) | Cool Roof - Metal roof panels | Residential | Superstructure | Shell | Roof Construction | Metal roof panels | [13 empty] | 0.26 |  | Faithful + Gould | $/ft2 | 0 | 0 | 1.22
RE1025 | Roofs | Roofs | Cool Roof - Metal roof panels (Residential) | Cool Roof - Metal roof panels | Residential | Superstructure | Shell | Roof Construction | Metal roof panels | [13 empty] | 0.68 |  | Faithful + Gould | $/ft2 | 0 | 0 | 1.22
RE1013 | Testing and Balancing: HVAC Systems | Testing | Maintenance - Condenser Coils (Residential Retrofit) | Maintenance - Condenser Coils | Residential Retrofit | HVAC | Services | Systems Testing and Balancing | Condenser coils | [15 empty] | DEER | $/Household | 0 | 112.82 | 0
RE1012 | Testing and Balancing: HVAC Systems | Testing | Maintenance - Refrigerant (Residential Retrofit) | Maintenance - Refrigerant | Residential Retrofit | HVAC | Services | Systems Testing and Balancing | Refrigerant charge | [15 empty] | DEER | $/Ton | 0 | 181.96 | 28.29
RE1011 | Testing and Balancing: HVAC Systems | Testing | Maintenance - Refrigerant (Residential Retrofit) | Maintenance - Refrigerant | Residential Retrofit | HVAC | Services | Systems Testing and Balancing | Refrigerant charge | [15 empty] | DEER | $/Ton | 0 | 181.96 | 23.88
RE1001 | Doors | Doors | Doors-Fiberglass (Residential) | Doors-Fiberglass (ASHRAE 90.2) | Residential | Exterior Enclosure | Shell | Exterior Doors | Doors | [14 empty] | 0.35 | ASHRAE 90.2 | $/Unit | 0 | 0 | 26.36
RE1002 | Doors | Doors | Doors-Wood (Residential) | Doors-Wood (ASHRAE 90.2) | Residential | Exterior Enclosure | Shell | Exterior Doors | Doors | [14 empty] | 0.46 | ASHRAE 90.2 | $/Unit | 0 | 0 | 35.86
RE1003 | Doors | Doors | Doors-Metal (Residential) | Doors-Metal | Residential | Exterior Enclosure | Shell | Exterior Doors | Doors | [14 empty] | 0.37 | ASHRAE 90.2 | $/Unit | 0 | 0 | 24.18
RE1004 | Doors | Doors | Doors-Fiberglass (Residential) | Doors-Fiberglass (ASHRAE 90.2) | Residential | Exterior Enclosure | Shell | Exterior Doors | Doors | [14 empty] | 0.36 | ASHRAE 90.2 | $/Unit | 0 | 0 | 38.81
RE1005 | Testing and Balancing: HVAC Systems | Testing | Maintenance - Refrigerant (Residential Retrofit) | Maintenance - Refrigerant | Residential Retrofit | HVAC | Services | Systems Testing and Balancing | Refrigerant charge | [15 empty] | DEER | $/Ton | 0 | 36.39 | 19.69
RE1006 | Testing and Balancing: HVAC Systems | Testing | Maintenance - Refrigerant (Residential Retrofit) | Maintenance - Refrigerant | Residential Retrofit | HVAC | Services | Systems Testing and Balancing | Refrigerant charge | [15 empty] | DEER | $/Ton | 0 | 36.39 | 11.42
RE1007 | Testing and Balancing: HVAC Systems | Testing | Maintenance - Refrigerant (Residential Retrofit) | Maintenance - Refrigerant | Residential Retrofit | HVAC | Services | Systems Testing and Balancing | Refrigerant charge | [15 empty] | DEER | $/Ton | 0 | 181.96 | 29.79
RE1008 | Testing and Balancing: HVAC Systems | Testing | Maintenance - Refrigerant (Residential Retrofit) | Maintenance - Refrigerant | Residential Retrofit | HVAC | Services | Systems Testing and Balancing | Refrigerant charge | [15 empty] | DEER | $/Ton | 0 | 181.96 | 38.05
RE1009 | Testing and Balancing: HVAC Systems | Testing | Maintenance - Refrigerant (Residential Retrofit) | Maintenance - Refrigerant | Residential Retrofit | HVAC | Services | Systems Testing and Balancing | Refrigerant charge | [15 empty] | DEER | $/Ton | 0 | 36.39 | 5.51
RE1010 | Testing and Balancing: HVAC Systems | Testing | Maintenance - Refrigerant (Residential Retrofit) | Maintenance - Refrigerant | Residential Retrofit | HVAC | Services | Systems Testing and Balancing | Refrigerant charge | [15 empty] | DEER | $/Ton | 0 | 36.39 | 9.92
RE1021 | Roofs | Roofs | Cool Roof - Metal roof panels (Residential) | Cool Roof - Metal roof panels | Residential | Superstructure | Shell | Roof Construction | Metal roof panels | [13 empty] | 0.37 |  | Faithful + Gould | $/ft2 | 0 | 0 | 1.26
RE1026 | Roofs | Roofs | Cool Roof - Metal roof panels (Residential) | Cool Roof - Metal roof panels | Residential | Superstructure | Shell | Roof Construction | Metal roof panels | [13 empty] | 0.54 |  | Faithful + Gould | $/ft2 | 0 | 0 | 1.22
RE1039 | Roofs | Roofs | Cool Roof - Metal roof panels (Residential) | Cool Roof - Metal roof panels | Residential | Superstructure | Shell | Roof Construction | Metal roof panels | [13 empty] | 0.37 |  | Faithful + Gould | $/ft2 | 0 | 0 | 1.22
RE1040 | Roofs | Roofs | Cool Roof - Metal roof panels (Residential) | Cool Roof - Metal roof panels | Residential | Superstructure | Shell | Roof Construction | Metal roof panels | [13 empty] | 0.35 |  | Faithful + Gould | $/ft2 | 0 | 0 | 1.22
RE1041 | Roofs | Roofs | Cool Roof - Metal roof panels (Residential) | Cool Roof - Metal roof panels | Residential | Superstructure | Shell | Roof Construction | Metal roof panels | [13 empty] | 0.37 |  | Faithful + Gould | $/ft2 | 0 | 0 | 1.22
RE1042 | Roofs | Roofs | Roofs-Wood frame - Insulation only (Residential) | Roofs-Wood frame - Insulation only | Residential | Roofing | Shell | Roof Coverings | Insulation - Roof (Ceiling/Attic) |  | 3.7 | [13 empty] | Faithful + Gould | $/ft2 | 0.2 | 0 | 0.33
RE1043 | Roofs | Roofs | Roofs-Wood frame - Insulation only (Residential) | Roofs-Wood frame - Insulation only | Residential | Roofing | Shell | Roof Coverings | Insulation - Roof (Ceiling/Attic) |  |  | 25 | [12 empty] | Faithful + Gould | $/ft2 | 0.2 | 0 | 0.47
RE1044 | Roofs | Roofs | Roofs-Wood frame - Insulation only (Residential) | Roofs-Wood frame - Insulation only | Residential | Roofing | Shell | Roof Coverings | Insulation - Roof (Ceiling/Attic) |  |  | 30 | [12 empty] | Faithful + Gould | $/ft2 | 0.21 | 0 | 0.54
RE1045 | Roofs | Roofs | Roofs-Wood frame - Insulation only (Residential) | Roofs-Wood frame - Insulation only | Residential | Roofing | Shell | Roof Coverings | Insulation - Roof (Ceiling/Attic) |  |  | 30 | [12 empty] | Faithful + Gould | $/ft2 | 0 | 0 | 0.98
RE1046 | Roofs | Roofs | Roofs-Wood frame - Insulation only (Residential) | Roofs-Wood frame - Insulation only | Residential | Roofing | Shell | Roof Coverings | Insulation - Roof (Ceiling/Attic) |  |  | 30 | [12 empty] | Faithful + Gould | $/ft2 | 0 | 0 | 0.98
RE1047 | Roofs | Roofs | Roofs-Wood frame - Insulation only (Residential) | Roofs-Wood frame - Insulation only | Residential | Roofing | Shell | Roof Coverings | Insulation - Roof (Ceiling/Attic) |  |  | 30 | [12 empty] | Faithful + Gould | $/ft2 | 0 | 0 | 0.47
RE1048 | Roofs | Roofs | Roofs-Wood frame - Insulation only (Residential) | Roofs-Wood frame - Insulation only | Residential | Roofing | Shell | Roof Coverings | Insulation - Roof (Ceiling/Attic) |  |  | 30 | [12 empty] | Faithful + Gould | $/ft2 | 0 | 0 | 0.96
RE1049 | Roofs | Roofs | Roofs-Wood frame - Insulation only (Residential) | Roofs-Wood frame - Insulation only | Residential | Roofing | Shell | Roof Coverings | Insulation - Roof (Ceiling/Attic) |  |  | 38 | [12 empty] | Faithful + Gould | $/ft2 | 0 | 0 | 1.14
RE1038 | Roofs | Roofs | Cool Roof - Metal roof panels (Residential) | Cool Roof - Metal roof panels | Residential | Superstructure | Shell | Roof Construction | Metal roof panels | [13 empty] | 0.37 |  | Faithful + Gould | $/ft2 | 0 | 0 | 1.22
RE1037 | Roofs | Roofs | Cool Roof - Metal roof panels (Residential) | Cool Roof - Metal roof panels | Residential | Superstructure | Shell | Roof Construction | Metal roof panels | [13 empty] | 0.6 |  | Faithful + Gould | $/ft2 | 0 | 0 | 1.22
RE1027 | Roofs | Roofs | Cool Roof - Metal roof panels (Residential) | Cool Roof - Metal roof panels | Residential | Superstructure | Shell | Roof Construction | Metal roof panels | [13 empty] | 0.28 |  | Faithful + Gould | $/ft2 | 0 | 0 | 1.22
RE1028 | Roofs | Roofs | Cool Roof - Metal roof panels (Residential) | Cool Roof - Metal roof panels | Residential | Superstructure | Shell | Roof Construction | Metal roof panels | [13 empty] | 0.68 |  | Faithful + Gould | $/ft2 | 0 | 0 | 1.22
RE1029 | Roofs | Roofs | Cool Roof - Metal roof panels (Residential) | Cool Roof - Metal roof panels | Residential | Superstructure | Shell | Roof Construction | Metal roof panels | [13 empty] | 0.42 |  | Faithful + Gould | $/ft2 | 0 | 0 | 1.22
RE1050 | Roofs | Roofs | Roofs-Wood frame - Insulation only (Residential) | Roofs-Wood frame - Insulation only | Residential | Roofing | Shell | Roof Coverings | Insulation - Roof (Ceiling/Attic) |  |  | 10 | [12 empty] | Faithful + Gould | $/Unit | 0 | 0 | 51.94
RE1030 | Roofs | Roofs | Cool Roof - Metal roof panels (Residential) | Cool Roof - Metal roof panels | Residential | Superstructure | Shell | Roof Construction | Metal roof panels | [13 empty] | 0.68 |  | Faithful + Gould | $/ft2 | 0 | 0 | 1.22
RE1031 | Roofs | Roofs | Cool Roof - Metal roof panels (Residential) | Cool Roof - Metal roof panels | Residential | Superstructure | Shell | Roof Construction | Metal roof panels | [13 empty] | 0.54 |  | Faithful + Gould | $/ft2 | 0 | 0 | 1.22
RE1032 | Roofs | Roofs | Cool Roof - Metal roof panels (Residential) | Cool Roof - Metal roof panels | Residential | Superstructure | Shell | Roof Construction | Metal roof panels | [13 empty] | 0.3 |  | Faithful + Gould | $/ft2 | 0 | 0 | 1.22
RE1033 | Roofs | Roofs | Cool Roof - Metal roof panels (Residential) | Cool Roof - Metal roof panels | Residential | Superstructure | Shell | Roof Construction | Metal roof panels | [13 empty] | 0.35 |  | Faithful + Gould | $/ft2 | 0 | 0 | 1.22
RE1034 | Roofs | Roofs | Cool Roof - Metal roof panels (Residential) | Cool Roof - Metal roof panels | Residential | Superstructure | Shell | Roof Construction | Metal roof panels | [13 empty] | 0.6 |  | Faithful + Gould | $/ft2 | 0 | 0 | 1.26
RE1035 | Roofs | Roofs | Cool Roof - Metal roof panels (Residential) | Cool Roof - Metal roof panels | Residential | Superstructure | Shell | Roof Construction | Metal roof panels | [13 empty] | 0.32 |  | Faithful + Gould | $/ft2 | 0 | 0 | 1.22
RE1036 | Roofs | Roofs | Cool Roof - Metal roof panels (Residential) | Cool Roof - Metal roof panels | Residential | Superstructure | Shell | Roof Construction | Metal roof panels | [13 empty] | 0.68 |  | Faithful + Gould | $/ft2 | 0 | 0 | 1.22
RE0968 | Windows | Windows | Windows - Wood frame (Residential) | Windows - Wood frame | Residential | Exterior Enclosure | Shell | Exterior Windows | Windows | [12 empty] | 0.56 |  | 0.46 | ASHRAE 90.2 | $/ft2 | 0 | 0 | 32.12
RE0967 | Windows | Windows | Windows - Vinyl frame (Residential) | Windows - Vinyl frame | Residential | Exterior Enclosure | Shell | Exterior Windows | Windows | [12 empty] | 0.25 |  | 0.26 | ASHRAE 90.2 | $/ft2 | 0 | 0 | 31.28
RE0966 | Windows | Windows | Windows - Vinyl frame (Residential) | Windows - Vinyl frame | Residential | Exterior Enclosure | Shell | Exterior Windows | Windows | [12 empty] | 0.27 |  | 0.29 | ASHRAE 90.2 | $/ft2 | 0 | 0 | 28.72
RE0965 | Windows | Windows | Windows - Vinyl frame (Residential) | Windows - Vinyl frame | Residential | Exterior Enclosure | Shell | Exterior Windows | Windows | [12 empty] | 0.32 |  | 0.32 | ASHRAE 90.2 | $/ft2 | 0 | 0 | 28.14
RE0969 | Windows | Windows | Windows - Vinyl frame (Residential) | Windows - Vinyl frame | Residential | Exterior Enclosure | Shell | Exterior Windows | Windows | [12 empty] | 0.27 |  | 0.27 | ASHRAE 90.2 | $/ft2 | 0 | 0 | 32.29
RE0970 | Windows | Windows | Windows - Wood frame (Residential) | Windows - Wood frame | Residential | Exterior Enclosure | Shell | Exterior Windows | Windows | [12 empty] | 0.31 |  | 0.34 | ASHRAE 90.2 | $/ft2 | 0 | 0 | 33.55
RE0971 | Windows | Windows | Windows - Vinyl frame (Residential) | Windows - Vinyl frame | Residential | Exterior Enclosure | Shell | Exterior Windows | Windows | [12 empty] | 0.22 |  | 0.31 | ASHRAE 90.2 | $/ft2 | 0 | 0 | 35.4
RE0972 | Windows | Windows | Windows - Wood frame (Residential) | Windows - Wood frame | Residential | Exterior Enclosure | Shell | Exterior Windows | Windows | [12 empty] | 0.64 |  | 0.48 | ASHRAE 90.2 | $/ft2 | 0 | 0 | 36.34
RE0973 | Windows | Windows | Windows - Wood frame (Residential) | Windows - Wood frame | Residential | Exterior Enclosure | Shell | Exterior Windows | Windows | [12 empty] | 0.34 |  | 0.34 | ASHRAE 90.2 | $/ft2 | 0 | 0 | 36.57
RE0974 | Windows | Windows | Windows - Wood frame (Residential) | Windows - Wood frame | Residential | Exterior Enclosure | Shell | Exterior Windows | Windows | [12 empty] | 0.63 |  | 0.5 | ASHRAE 90.2 | $/ft2 | 0 | 0 | 38.81
RE0975 | Windows | Windows | Windows - Wood frame (Residential) | Windows - Wood frame | Residential | Exterior Enclosure | Shell | Exterior Windows | Windows | [12 empty] | 0.33 |  | 0.38 | ASHRAE 90.2 | $/ft2 | 0 | 0 | 39.9
RE0964 | Windows | Windows | Windows - Vinyl frame (Residential) | Windows - Vinyl frame | Residential | Exterior Enclosure | Shell | Exterior Windows | Windows | [12 empty] | 0.28 |  | 0.29 | ASHRAE 90.2 | $/ft2 | 0 | 0 | 27.68
RE0963 | Windows | Windows | Windows - Vinyl frame (Residential) | Windows - Vinyl frame | Residential | Exterior Enclosure | Shell | Exterior Windows | Windows | [12 empty] | 0.21 |  | 0.32 | ASHRAE 90.2 | $/ft2 | 0 | 0 | 27.22
RE0962 | Windows | Windows | Windows - Vinyl frame (Residential) | Windows - Vinyl frame | Residential | Exterior Enclosure | Shell | Exterior Windows | Windows | [12 empty] | 0.41 |  | 0.3 | ASHRAE 90.2 | $/ft2 | 0 | 0 | 25.82
RE0952 | Windows | Windows | Windows - Vinyl frame (Residential) | Windows - Vinyl frame | Residential | Exterior Enclosure | Shell | Exterior Windows | Windows | [12 empty] | 0.29 |  | 0.37 | ASHRAE 90.2 | $/ft2 | 0 | 0 | 21.06
RE0953 | Windows | Windows | Windows - Vinyl frame (Residential) | Windows - Vinyl frame | Residential | Exterior Enclosure | Shell | Exterior Windows | Windows | [12 empty] | 0.62 |  | 0.46 | ASHRAE 90.2 | $/ft2 | 0 | 0 | 21.63
RE0954 | Windows | Windows | Windows - Vinyl frame (Residential) | Windows - Vinyl frame | Residential | Exterior Enclosure | Shell | Exterior Windows | Windows | [12 empty] | 0.22 |  | 0.33 | ASHRAE 90.2 | $/ft2 | 0 | 0 | 22.01
RE0955 | Windows | Windows | Windows - Vinyl frame (Residential) | Windows - Vinyl frame | Residential | Exterior Enclosure | Shell | Exterior Windows | Windows | [12 empty] | 0.3 |  | 0.31 | ASHRAE 90.2 | $/ft2 | 0 | 0 | 22.35
RE0956 | Windows | Windows | Windows - Vinyl frame (Residential) | Windows - Vinyl frame | Residential | Exterior Enclosure | Shell | Exterior Windows | Windows | [12 empty] | 0.3 |  | 0.33 | ASHRAE 90.2 | $/ft2 | 0 | 0 | 22.47
RE0958 | Windows | Windows | Windows - Vinyl frame (Residential) | Windows - Vinyl frame | Residential | Exterior Enclosure | Shell | Exterior Windows | Windows | [12 empty] | 0.62 |  | 0.46 | ASHRAE 90.2 | $/ft2 | 0 | 0 | 23.04
RE0957 | Windows | Windows | Windows - Vinyl frame (Residential) | Windows - Vinyl frame | Residential | Exterior Enclosure | Shell | Exterior Windows | Windows | [12 empty] | 0.22 |  | 0.33 | ASHRAE 90.2 | $/ft2 | 0 | 0 | 22.61
RE0959 | Windows | Windows | Windows - Vinyl frame (Residential) | Windows - Vinyl frame | Residential | Exterior Enclosure | Shell | Exterior Windows | Windows | [12 empty] | 0.64 |  | 0.52 | ASHRAE 90.2 | $/ft2 | 0 | 0 | 23.96
RE0960 | Windows | Windows | Windows - Vinyl frame (Residential) | Windows - Vinyl frame | Residential | Exterior Enclosure | Shell | Exterior Windows | Windows | [12 empty] | 0.33 |  | 0.32 | ASHRAE 90.2 | $/ft2 | 0 | 0 | 25.02
RE0961 | Windows | Windows | Windows - Vinyl frame (Residential) | Windows - Vinyl frame | Residential | Exterior Enclosure | Shell | Exterior Windows | Windows | [12 empty] | 0.38 |  | 0.24 | ASHRAE 90.2 | $/ft2 | 0 | 0 | 25.58
RE0951 | Windows | Windows | Windows - Vinyl frame (Residential) | Windows - Vinyl frame | Residential | Exterior Enclosure | Shell | Exterior Windows | Windows | [12 empty] | 0.6 |  | 0.49 | ASHRAE 90.2 | $/ft2 | 0 | 0 | 20.48
RE0976 | Windows | Windows | Windows - Wood frame (Residential) | Windows - Wood frame | Residential | Exterior Enclosure | Shell | Exterior Windows | Windows | [12 empty] | 0.36 |  | 0.36 | ASHRAE 90.2 | $/ft2 | 0 | 0 | 40.07
RE0990 | Doors | Doors | Doors-Wood (Residential) | Doors-Wood (ASHRAE 90.2) | Residential | Exterior Enclosure | Shell | Exterior Doors | Doors | [14 empty] | 0.48 | ASHRAE 90.2 | $/Unit | 0 | 0 | 34.71
RE0991 | Doors | Doors | Doors-Metal (Residential) | Doors-Metal | Residential | Exterior Enclosure | Shell | Exterior Doors | Doors | [14 empty] | 0.17 | ASHRAE 90.2 | $/Unit | 0 | 0 | 17.69
RE0992 | Doors | Doors | Doors-Fiberglass (Residential) | Doors-Fiberglass (ASHRAE 90.2) | Residential | Exterior Enclosure | Shell | Exterior Doors | Doors | [14 empty] | 0.14 | ASHRAE 90.2 | $/Unit | 0 | 0 | 31.63
RE0993 | Doors | Doors | Doors-Wood (Residential) | Doors-Wood (ASHRAE 90.2) | Residential | Exterior Enclosure | Shell | Exterior Doors | Doors | [14 empty] | 0.48 | ASHRAE 90.2 | $/Unit | 0 | 0 | 32.04
RE0994 | Doors | Doors | Doors-Metal (Residential) | Doors-Metal | Residential | Exterior Enclosure | Shell | Exterior Doors | Doors | [14 empty] | 0.32 | ASHRAE 90.2 | $/Unit | 0 | 0 | 21.08
RE0995 | Doors | Doors | Doors-Fiberglass (Residential) | Doors-Fiberglass (ASHRAE 90.2) | Residential | Exterior Enclosure | Shell | Exterior Doors | Doors | [14 empty] | 0.31 | ASHRAE 90.2 | $/Unit | 0 | 0 | 29.8
RE0996 | Doors | Doors | Doors-Wood (Residential) | Doors-Wood (ASHRAE 90.2) | Residential | Exterior Enclosure | Shell | Exterior Doors | Doors | [14 empty] | 0.46 | ASHRAE 90.2 | $/Unit | 0 | 0 | 34.89
RE0997 | Doors | Doors | Doors-Metal (Residential) | Doors-Metal | Residential | Exterior Enclosure | Shell | Exterior Doors | Doors | [14 empty] | 0.29 | ASHRAE 90.2 | $/Unit | 0 | 0 | 27.21
RE0998 | Doors | Doors | Doors-Fiberglass (Residential) | Doors-Fiberglass (ASHRAE 90.2) | Residential | Exterior Enclosure | Shell | Exterior Doors | Doors | [14 empty] | 0.28 | ASHRAE 90.2 | $/Unit | 0 | 0 | 36.59
RE0999 | Doors | Doors | Doors-Wood (Residential) | Doors-Wood (ASHRAE 90.2) | Residential | Exterior Enclosure | Shell | Exterior Doors | Doors | [14 empty] | 0.47 | ASHRAE 90.2 | $/Unit | 0 | 0 | 31.41
RE1000 | Doors | Doors | Doors-Metal (Residential) | Doors-Metal | Residential | Exterior Enclosure | Shell | Exterior Doors | Doors | [14 empty] | 0.37 | ASHRAE 90.2 | $/Unit | 0 | 0 | 18.98
RE0989 | Doors | Doors | Doors-Fiberglass (Residential) | Doors-Fiberglass (ASHRAE 90.2) | Residential | Exterior Enclosure | Shell | Exterior Doors | Doors | [14 empty] | 0.15 | ASHRAE 90.2 | $/Unit | 0 | 0 | 16.27
RE0988 | Doors | Doors | Doors-Metal (Residential) | Doors-Metal | Residential | Exterior Enclosure | Shell | Exterior Doors | Doors | [14 empty] | 0.16 | ASHRAE 90.2 | $/Unit | 0 | 0 | 12.93
RE0977 | Windows | Windows | Windows - Wood frame (Residential) | Windows - Wood frame | Residential | Exterior Enclosure | Shell | Exterior Windows | Windows | [12 empty] | 0.54 |  | 0.46 | ASHRAE 90.2 | $/ft2 | 0 | 0 | 41.6
RE0978 | Windows | Windows | Windows - Wood frame (Residential) | Windows - Wood frame | Residential | Exterior Enclosure | Shell | Exterior Windows | Windows | [12 empty] | 0.29 |  | 0.33 | ASHRAE 90.2 | $/ft2 | 0 | 0 | 42.52
RE0979 | Windows | Windows | Windows - Vinyl frame (Residential) | Windows - Vinyl frame | Residential | Exterior Enclosure | Shell | Exterior Windows | Windows | [12 empty] | 0.25 |  | 0.21 | ASHRAE 90.2 | $/ft2 | 0 | 0 | 44.72
RE0980 | Windows | Windows | Windows - Wood frame (Residential) | Windows - Wood frame | Residential | Exterior Enclosure | Shell | Exterior Windows | Windows | [12 empty] | 0.18 |  | 0.35 | ASHRAE 90.2 | $/ft2 | 0 | 0 | 45.42
RE0981 | Windows | Windows | Windows - Wood frame (Residential) | Windows - Wood frame | Residential | Exterior Enclosure | Shell | Exterior Windows | Windows | [12 empty] | 0.29 |  | 0.34 | ASHRAE 90.2 | $/ft2 | 0 | 0 | 44.96
RE0982 | Windows | Windows | Windows - Wood frame (Residential) | Windows - Wood frame | Residential | Exterior Enclosure | Shell | Exterior Windows | Windows | [12 empty] | 0.63 |  | 0.48 | ASHRAE 90.2 | $/ft2 | 0 | 0 | 45.96
RE0983 | Windows | Windows | Windows - Wood frame (Residential) | Windows - Wood frame | Residential | Exterior Enclosure | Shell | Exterior Windows | Windows | [12 empty] | 0.34 |  | 0.32 | ASHRAE 90.2 | $/ft2 | 0 | 0 | 48.28
RE0984 | Windows | Windows | Windows - Wood frame (Residential) | Windows - Wood frame | Residential | Exterior Enclosure | Shell | Exterior Windows | Windows | [12 empty] | 0.22 |  | 0.31 | ASHRAE 90.2 | $/ft2 | 0 | 0 | 49.68
RE0985 | Windows | Windows | Windows - Wood frame (Residential) | Windows - Wood frame | Residential | Exterior Enclosure | Shell | Exterior Windows | Windows | [12 empty] | 0.19 |  | 0.32 | ASHRAE 90.2 | $/ft2 | 0 | 0 | 50.96
RE0986 | Windows | Windows | Windows - Wood frame (Residential) | Windows - Wood frame | Residential | Exterior Enclosure | Shell | Exterior Windows | Windows | [12 empty] | 0.19 |  | 0.31 | ASHRAE 90.2 | $/ft2 | 0 | 0 | 61.57
RE0987 | Doors | Doors | Doors-Wood (Residential) | Doors-Wood (ASHRAE 90.2) | Residential | Exterior Enclosure | Shell | Exterior Doors | Doors | [14 empty] | 0.48 | ASHRAE 90.2 | $/Unit | 0 | 0 | 24.85
RE0918 | Floors | Floors | Floors-Wood frame - Floor Assembly (Residential) | Floors-Wood frame - Floor Assembly | Residential | Superstructure | Shell | Floor Construction | Floor Assembly |  |  | 30C | [11 empty] | 0.033 | ASHRAE 90.2 | $/ft2 | 0 | 0 | 4.7
RE0917 | Floors | Floors | Floors-Wood frame - Floor Assembly (Residential) | Floors-Wood frame - Floor Assembly | Residential | Superstructure | Shell | Floor Construction | Floor Assembly |  |  | 30 | [11 empty] | 0.033 | ASHRAE 90.2 | $/ft2 | 0 | 0 | 4.2
RE0916 | Floors | Floors | Floors-Wood frame - Floor Assembly (Residential) | Floors-Wood frame - Floor Assembly | Residential | Superstructure | Shell | Floor Construction | Floor Assembly |  |  | 25 | [11 empty] | 0.038 | ASHRAE 90.2 | $/ft2 | 0 | 0 | 3.97
RE0915 | Floors | Floors | Floors-Wood frame - Floor Assembly (Residential) | Floors-Wood frame - Floor Assembly | Residential | Superstructure | Shell | Floor Construction | Floor Assembly |  |  | 19 | [11 empty] | 0.047 | ASHRAE 90.2 | $/ft2 | 0 | 0 | 3.77
RE0919 | Floors | Floors | Floors-Wood frame - Floor Assembly (Residential) | Floors-Wood frame - Floor Assembly | Residential | Superstructure | Shell | Floor Construction | Floor Assembly |  |  | 13 | [11 empty] | 0.064 | ASHRAE 90.2 | $/ft2 | 0 | 0 | 4.53
RE0920 | Floors | Floors | Floors-Wood frame - Floor Assembly (Residential) | Floors-Wood frame - Floor Assembly | Residential | Superstructure | Shell | Floor Construction | Floor Assembly |  |  | 19 | [11 empty] | 0.047 | ASHRAE 90.2 | $/ft2 | 0 | 0 | 4.63
RE0921 | Floors | Floors | Floors-Wood frame - Floor Assembly (Residential) | Floors-Wood frame - Floor Assembly | Residential | Superstructure | Shell | Floor Construction | Floor Assembly |  |  | 25 | [11 empty] | 0.038 | ASHRAE 90.2 | $/ft2 | 0 | 0 | 4.88
RE0922 | Floors | Floors | Floors-Wood frame - Floor Assembly (Residential) | Floors-Wood frame - Floor Assembly | Residential | Superstructure | Shell | Floor Construction | Floor Assembly |  |  | 30 | [11 empty] | 0.033 | ASHRAE 90.2 | $/ft2 | 0 | 0 | 5.1
RE0923 | Floors | Floors | Floors-Wood frame - Floor Assembly (Residential) | Floors-Wood frame - Floor Assembly | Residential | Superstructure | Shell | Floor Construction | Floor Assembly |  |  | 30C | [11 empty] | 0.033 | ASHRAE 90.2 | $/ft2 | 0 | 0 | 5.6
RE0924 | Floors | Floors | Floors-Wood frame - Floor Assembly (Residential) | Floors-Wood frame - Floor Assembly | Residential | Superstructure | Shell | Floor Construction | Floor Assembly |  |  | 38C | [11 empty] | 0.026 | ASHRAE 90.2 | $/ft2 | 0 | 0 | 6.02
RE0925 | Floors | Floors | Floors-Wood frame - Floor Assembly (Residential) | Floors-Wood frame - Floor Assembly | Residential | Superstructure | Shell | Floor Construction | Floor Assembly |  |  | 13 | [11 empty] | 0.064 | ASHRAE 90.2 | $/ft2 | 0 | 0 | 5.41
RE0914 | Floors | Floors | Floors-Wood frame - Floor Assembly (Residential) | Floors-Wood frame - Floor Assembly | Residential | Superstructure | Shell | Floor Construction | Floor Assembly |  |  | 13 | [11 empty] | 0.064 | ASHRAE 90.2 | $/ft2 | 0 | 0 | 3.64
RE0913 | Floors | Floors | Floors-Wood frame - Floor Assembly (Residential) | Floors-Wood frame - Floor Assembly | Residential | Superstructure | Shell | Floor Construction | Floor Assembly |  |  | 25 | [11 empty] | 0.038 | ASHRAE 90.2 | $/ft2 | 0 | 0 | 3.8
RE0912 | Floors | Floors | Floors-Wood frame - Floor Assembly (Residential) | Floors-Wood frame - Floor Assembly | Residential | Superstructure | Shell | Floor Construction | Floor Assembly |  |  | 19 | [11 empty] | 0.047 | ASHRAE 90.2 | $/ft2 | 0 | 0 | 3.64
RE0902 | Floors | Floors | Floors-Wood frame - Floor Assembly (Residential) | Floors-Wood frame - Floor Assembly | Residential | Superstructure | Shell | Floor Construction | Floor Assembly |  |  | 38 | [11 empty] | 0.026 | ASHRAE 90.2 | $/ft2 | 0 | 0 | 5.46
RE0903 | Floors | Floors | Floors-Wood frame - Floor Assembly (Residential) | Floors-Wood frame - Floor Assembly | Residential | Superstructure | Shell | Floor Construction | Floor Assembly |  |  | 13 | [11 empty] | 0.064 | ASHRAE 90.2 | $/ft2 | 0 | 0 | 4.73
RE0904 | Floors | Floors | Floors-Wood frame - Floor Assembly (Residential) | Floors-Wood frame - Floor Assembly | Residential | Superstructure | Shell | Floor Construction | Floor Assembly |  |  | 19 | [11 empty] | 0.047 | ASHRAE 90.2 | $/ft2 | 0 | 0 | 4.95
RE0905 | Floors | Floors | Floors-Wood frame - Floor Assembly (Residential) | Floors-Wood frame - Floor Assembly | Residential | Superstructure | Shell | Floor Construction | Floor Assembly |  |  | 25 | [11 empty] | 0.038 | ASHRAE 90.2 | $/ft2 | 0 | 0 | 5.14
RE0906 | Floors | Floors | Floors-Wood frame - Floor Assembly (Residential) | Floors-Wood frame - Floor Assembly | Residential | Superstructure | Shell | Floor Construction | Floor Assembly |  |  | 30 | [11 empty] | 0.033 | ASHRAE 90.2 | $/ft2 | 0 | 0 | 5.49
RE0907 | Floors | Floors | Floors-Wood frame - Floor Assembly (Residential) | Floors-Wood frame - Floor Assembly | Residential | Superstructure | Shell | Floor Construction | Floor Assembly |  |  | 30C | [11 empty] | 0.033 | ASHRAE 90.2 | $/ft2 | 0 | 0 | 5.7
RE0908 | Floors | Floors | Floors-Wood frame - Floor Assembly (Residential) | Floors-Wood frame - Floor Assembly | Residential | Superstructure | Shell | Floor Construction | Floor Assembly |  |  | 38 | [11 empty] | 0.026 | ASHRAE 90.2 | $/ft2 | 0 | 0 | 5.55
RE0909 | Floors | Floors | Floors-Wood frame - Floor Assembly (Residential) | Floors-Wood frame - Floor Assembly | Residential | Superstructure | Shell | Floor Construction | Floor Assembly |  |  | 38C | [11 empty] | 0.026 | ASHRAE 90.2 | $/ft2 | 0 | 0 | 6.13
RE0910 | Floors | Floors | Floors-Wood frame - Floor Assembly (Residential) | Floors-Wood frame - Floor Assembly | Residential | Superstructure | Shell | Floor Construction | Floor Assembly |  |  | 49 | [11 empty] | 0.021 | ASHRAE 90.2 | $/ft2 | 0 | 0 | 7.08
RE0911 | Floors | Floors | Floors-Wood frame - Floor Assembly (Residential) | Floors-Wood frame - Floor Assembly | Residential | Superstructure | Shell | Floor Construction | Floor Assembly |  |  | 13 | [11 empty] | 0.064 | ASHRAE 90.2 | $/ft2 | 0 | 0 | 3.51
RE0901 | Floors | Floors | Floors-Wood frame - Floor Assembly (Residential) | Floors-Wood frame - Floor Assembly | Residential | Superstructure | Shell | Floor Construction | Floor Assembly |  |  | 30C | [11 empty] | 0.033 | ASHRAE 90.2 | $/ft2 | 0 | 0 | 5.04
RE0926 | Floors | Floors | Floors-Wood frame - Floor Assembly (Residential) | Floors-Wood frame - Floor Assembly | Residential | Superstructure | Shell | Floor Construction | Floor Assembly |  |  | 19 | [11 empty] | 0.047 | ASHRAE 90.2 | $/ft2 | 0 | 0 | 5.52
RE0940 | Windows | Windows | Windows - Vinyl frame (Residential) | Windows - Vinyl frame | Residential | Exterior Enclosure | Shell | Exterior Windows | Windows | [12 empty] | 0.58 |  | 0.5 | ASHRAE 90.2 | $/ft2 | 0 | 0 | 17.02
RE0941 | Windows | Windows | Windows - Vinyl frame (Residential) | Windows - Vinyl frame | Residential | Exterior Enclosure | Shell | Exterior Windows | Windows | [12 empty] | 0.34 |  | 0.34 | ASHRAE 90.2 | $/ft2 | 0 | 0 | 17.18
RE0942 | Windows | Windows | Windows - Wood frame (Residential) | Windows - Wood frame | Residential | Exterior Enclosure | Shell | Exterior Windows | Windows | [12 empty] | 0.67 |  | 0.49 | ASHRAE 90.2 | $/ft2 | 0 | 0 | 17.36
RE0943 | Windows | Windows | Windows - Vinyl frame (Residential) | Windows - Vinyl frame | Residential | Exterior Enclosure | Shell | Exterior Windows | Windows | [12 empty] | 0.35 |  | 0.34 | ASHRAE 90.2 | $/ft2 | 0 | 0 | 17.46
RE0944 | Windows | Windows | Windows - Vinyl frame (Residential) | Windows - Vinyl frame | Residential | Exterior Enclosure | Shell | Exterior Windows | Windows | [12 empty] | 0.2 |  | 0.32 | ASHRAE 90.2 | $/ft2 | 0 | 0 | 17.48
RE0945 | Windows | Windows | Windows - Vinyl frame (Residential) | Windows - Vinyl frame | Residential | Exterior Enclosure | Shell | Exterior Windows | Windows | [12 empty] | 0.38 |  | 0.24 | ASHRAE 90.2 | $/ft2 | 0 | 0 | 18.28
RE0946 | Windows | Windows | Windows - Wood frame (Residential) | Windows - Wood frame | Residential | Exterior Enclosure | Shell | Exterior Windows | Windows | [12 empty] | 0.36 |  | 0.36 | ASHRAE 90.2 | $/ft2 | 0 | 0 | 18.99
RE0947 | Windows | Windows | Windows - Vinyl frame (Residential) | Windows - Vinyl frame | Residential | Exterior Enclosure | Shell | Exterior Windows | Windows | [12 empty] | 0.22 |  | 0.33 | ASHRAE 90.2 | $/ft2 | 0 | 0 | 19.2
RE0948 | Windows | Windows | Windows - Vinyl frame (Residential) | Windows - Vinyl frame | Residential | Exterior Enclosure | Shell | Exterior Windows | Windows | [12 empty] | 0.59 |  | 0.49 | ASHRAE 90.2 | $/ft2 | 0 | 0 | 19.47
RE0949 | Windows | Windows | Windows - Vinyl frame (Residential) | Windows - Vinyl frame | Residential | Exterior Enclosure | Shell | Exterior Windows | Windows | [12 empty] | 0.34 |  | 0.34 | ASHRAE 90.2 | $/ft2 | 0 | 0 | 20.27
RE0950 | Windows | Windows | Windows - Vinyl frame (Residential) | Windows - Vinyl frame | Residential | Exterior Enclosure | Shell | Exterior Windows | Windows | [12 empty] | 0.59 |  | 0.49 | ASHRAE 90.2 | $/ft2 | 0 | 0 | 20.37
RE0939 | Windows | Windows | Windows - Vinyl frame (Residential) | Windows - Vinyl frame | Residential | Exterior Enclosure | Shell | Exterior Windows | Windows | [12 empty] | 0.63 |  | 0.48 | ASHRAE 90.2 | $/ft2 | 0 | 0 | 15.66
RE0938 | Windows | Windows | Windows - Vinyl frame (Residential) | Windows - Vinyl frame | Residential | Exterior Enclosure | Shell | Exterior Windows | Windows | [12 empty] | 0.31 |  | 0.34 | ASHRAE 90.2 | $/ft2 | 0 | 0 | 15.6
RE0927 | Floors | Floors | Floors-Wood frame - Floor Assembly (Residential) | Floors-Wood frame - Floor Assembly | Residential | Superstructure | Shell | Floor Construction | Floor Assembly |  |  | 25 | [11 empty] | 0.038 | ASHRAE 90.2 | $/ft2 | 0 | 0 | 5.79
RE0928 | Floors | Floors | Floors-Wood frame - Floor Assembly (Residential) | Floors-Wood frame - Floor Assembly | Residential | Superstructure | Shell | Floor Construction | Floor Assembly |  |  | 30 | [11 empty] | 0.033 | ASHRAE 90.2 | $/ft2 | 0 | 0 | 6.02
RE0929 | Floors | Floors | Floors-Wood frame - Floor Assembly (Residential) | Floors-Wood frame - Floor Assembly | Residential | Superstructure | Shell | Floor Construction | Floor Assembly |  |  | 30C | [11 empty] | 0.033 | ASHRAE 90.2 | $/ft2 | 0 | 0 | 6.35
RE0930 | Floors | Floors | Floors-Wood frame - Floor Assembly (Residential) | Floors-Wood frame - Floor Assembly | Residential | Superstructure | Shell | Floor Construction | Floor Assembly |  |  | 38 | [11 empty] | 0.026 | ASHRAE 90.2 | $/ft2 | 0 | 0 | 6.21
RE0931 | Floors | Floors | Floors-Wood frame - Floor Assembly (Residential) | Floors-Wood frame - Floor Assembly | Residential | Superstructure | Shell | Floor Construction | Floor Assembly |  |  | 38C | [11 empty] | 0.026 | ASHRAE 90.2 | $/ft2 | 0 | 0 | 6.78
RE0932 | Floors | Floors | Floors-Wood frame - Floor Assembly (Residential) | Floors-Wood frame - Floor Assembly | Residential | Superstructure | Shell | Floor Construction | Floor Assembly |  |  | 49 | [11 empty] | 0.021 | ASHRAE 90.2 | $/ft2 | 0 | 0 | 6.91
RE0933 | Windows | Windows | Windows - Vinyl frame (Residential) | Windows - Vinyl frame | Residential | Exterior Enclosure | Shell | Exterior Windows | Windows | [12 empty] | 0.59 |  | 0.51 | ASHRAE 90.2 | $/ft2 | 0 | 0 | 13.6
RE0934 | Windows | Windows | Windows - Vinyl frame (Residential) | Windows - Vinyl frame | Residential | Exterior Enclosure | Shell | Exterior Windows | Windows | [12 empty] | 0.57 |  | 0.49 | ASHRAE 90.2 | $/ft2 | 0 | 0 | 14
RE0935 | Windows | Windows | Windows - Vinyl frame (Residential) | Windows - Vinyl frame | Residential | Exterior Enclosure | Shell | Exterior Windows | Windows | [12 empty] | 0.57 |  | 0.49 | ASHRAE 90.2 | $/ft2 | 0 | 0 | 14.3
RE0936 | Windows | Windows | Windows - Vinyl frame (Residential) | Windows - Vinyl frame | Residential | Exterior Enclosure | Shell | Exterior Windows | Windows | [12 empty] | 0.32 |  | 0.37 | ASHRAE 90.2 | $/ft2 | 0 | 0 | 14.33
RE0937 | Windows | Windows | Windows - Vinyl frame (Residential) | Windows - Vinyl frame | Residential | Exterior Enclosure | Shell | Exterior Windows | Windows | [12 empty] | 0.28 |  | 0.33 | ASHRAE 90.2 | $/ft2 | 0 | 0 | 14.8
RE0895 | Floors | Floors | Floors-Wood frame - Floor Assembly (Residential) | Floors-Wood frame - Floor Assembly | Residential | Superstructure | Shell | Floor Construction | Floor Assembly |  |  | 30 | [11 empty] | 0.033 | ASHRAE 90.2 | $/ft2 | 0 | 0 | 4.25
RE0896 | Floors | Floors | Floors-Wood frame - Floor Assembly (Residential) | Floors-Wood frame - Floor Assembly | Residential | Superstructure | Shell | Floor Construction | Floor Assembly |  |  | 30C | [11 empty] | 0.033 | ASHRAE 90.2 | $/ft2 | 0 | 0 | 4.61
RE0897 | Floors | Floors | Floors-Wood frame - Floor Assembly (Residential) | Floors-Wood frame - Floor Assembly | Residential | Superstructure | Shell | Floor Construction | Floor Assembly |  |  | 13 | [11 empty] | 0.064 | ASHRAE 90.2 | $/ft2 | 0 | 0 | 4.4
RE0898 | Floors | Floors | Floors-Wood frame - Floor Assembly (Residential) | Floors-Wood frame - Floor Assembly | Residential | Superstructure | Shell | Floor Construction | Floor Assembly |  |  | 19 | [11 empty] | 0.047 | ASHRAE 90.2 | $/ft2 | 0 | 0 | 4.5
RE0899 | Floors | Floors | Floors-Wood frame - Floor Assembly (Residential) | Floors-Wood frame - Floor Assembly | Residential | Superstructure | Shell | Floor Construction | Floor Assembly |  |  | 25 | [11 empty] | 0.038 | ASHRAE 90.2 | $/ft2 | 0 | 0 | 4.75
RE0900 | Floors | Floors | Floors-Wood frame - Floor Assembly (Residential) | Floors-Wood frame - Floor Assembly | Residential | Superstructure | Shell | Floor Construction | Floor Assembly |  |  | 30 | [11 empty] | 0.033 | ASHRAE 90.2 | $/ft2 | 0 | 0 | 4.97
RE0851 | Roofs | Roofs | Roofs-Wood frame - Ceiling Assembly (Residential) | Roofs-Wood frame - Ceiling Assembly | Residential | Superstructure | Shell | Roof Construction | Ceiling Assembly |  |  | 49 | [11 empty] | 0.02 | ASHRAE 90.2 | $/ft2 | 0 | 0 | 6.46
RE0852 | Roofs | Roofs | Roofs-Wood frame - Ceiling Assembly (Residential) | Roofs-Wood frame - Ceiling Assembly | Residential | Superstructure | Shell | Roof Construction | Ceiling Assembly |  |  | 19 | [11 empty] | 0.049 | ASHRAE 90.2 | $/ft2 | 0 | 0 | 4.81
RE0853 | Roofs | Roofs | Roofs-Wood frame - Ceiling Assembly (Residential) | Roofs-Wood frame - Ceiling Assembly | Residential | Superstructure | Shell | Roof Construction | Ceiling Assembly |  |  | 25 | [11 empty] | 0.038 | ASHRAE 90.2 | $/ft2 | 0 | 0 | 4.97
RE0854 | Roofs | Roofs | Roofs-Wood frame - Ceiling Assembly (Residential) | Roofs-Wood frame - Ceiling Assembly | Residential | Superstructure | Shell | Roof Construction | Ceiling Assembly |  |  | 30 | [11 empty] | 0.032 | ASHRAE 90.2 | $/ft2 | 0 | 0 | 4.09
RE0855 | Roofs | Roofs | Roofs-Wood frame - Ceiling Assembly (Residential) | Roofs-Wood frame - Ceiling Assembly | Residential | Superstructure | Shell | Roof Construction | Ceiling Assembly |  |  | 38 | [11 empty] | 0.025 | ASHRAE 90.2 | $/ft2 | 0 | 0 | 5.33
RE0856 | Roofs | Roofs | Roofs-Wood frame - Ceiling Assembly (Residential) | Roofs-Wood frame - Ceiling Assembly | Residential | Superstructure | Shell | Roof Construction | Ceiling Assembly |  |  | 42 | [11 empty] | 0.023 | ASHRAE 90.2 | $/ft2 | 0 | 0 | 5.54
RE0857 | Roofs | Roofs | Roofs-Wood frame - Ceiling Assembly (Residential) | Roofs-Wood frame - Ceiling Assembly | Residential | Superstructure | Shell | Roof Construction | Ceiling Assembly |  |  | 49 | [11 empty] | 0.02 | ASHRAE 90.2 | $/ft2 | 0 | 0 | 5.79
RE0858 | Roofs | Roofs | Roofs-Wood frame - Ceiling Assembly (Residential) | Roofs-Wood frame - Ceiling Assembly | Residential | Superstructure | Shell | Roof Construction | Ceiling Assembly |  |  | 60 | [11 empty] | 0.017 | ASHRAE 90.2 | $/ft2 | 0 | 0 | 6.08
RE0859 | Roofs | Roofs | Roofs-Wood frame - Ceiling Assembly (Residential) | Roofs-Wood frame - Ceiling Assembly | Residential | Superstructure | Shell | Roof Construction | Ceiling Assembly |  |  | 30C | [11 empty] | 0.035 | ASHRAE 90.2 | $/ft2 | 0 | 0 | 5.65
RE0860 | Roofs | Roofs | Roofs-Wood frame - Ceiling Assembly (Residential) | Roofs-Wood frame - Ceiling Assembly | Residential | Superstructure | Shell | Roof Construction | Ceiling Assembly |  |  | 30 | [11 empty] | 0.034 | ASHRAE 90.2 | $/ft2 | 0 | 0 | 5.09
RE0861 | Roofs | Roofs | Roofs-Wood frame - Ceiling Assembly (Residential) | Roofs-Wood frame - Ceiling Assembly | Residential | Superstructure | Shell | Roof Construction | Ceiling Assembly |  |  | 38C | [11 empty] | 0.027 | ASHRAE 90.2 | $/ft2 | 0 | 0 | 6.11
RE0862 | Roofs | Roofs | Roofs-Wood frame - Ceiling Assembly (Residential) | Roofs-Wood frame - Ceiling Assembly | Residential | Superstructure | Shell | Roof Construction | Ceiling Assembly |  |  | 38 | [11 empty] | 0.027 | ASHRAE 90.2 | $/ft2 | 0 | 0 | 5.26
RE0863 | Roofs | Roofs | Roofs-Wood frame - Ceiling Assembly (Residential) | Roofs-Wood frame - Ceiling Assembly | Residential | Superstructure | Shell | Roof Construction | Ceiling Assembly |  |  | 49 | [11 empty] | 0.022 | ASHRAE 90.2 | $/ft2 | 0 | 0 | 6.08
RE0864 | Roofs | Roofs | Roofs-Wood frame - Ceiling Assembly (Residential) | Roofs-Wood frame - Ceiling Assembly | Residential | Superstructure | Shell | Roof Construction | Ceiling Assembly |  |  | 19 | [11 empty] | 0.052 | ASHRAE 90.2 | $/ft2 | 0 | 0 | 5.39
RE0865 | Roofs | Roofs | Roofs-Wood frame - Ceiling Assembly (Residential) | Roofs-Wood frame - Ceiling Assembly | Residential | Superstructure | Shell | Roof Construction | Ceiling Assembly |  |  | 25 | [11 empty] | 0.041 | ASHRAE 90.2 | $/ft2 | 0 | 0 | 5.51
RE0866 | Roofs | Roofs | Roofs-Wood frame - Ceiling Assembly (Residential) | Roofs-Wood frame - Ceiling Assembly | Residential | Superstructure | Shell | Roof Construction | Ceiling Assembly |  |  | 30 | [11 empty] | 0.034 | ASHRAE 90.2 | $/ft2 | 0 | 0 | 5.68
RE0867 | Roofs | Roofs | Roofs-Wood frame - Ceiling Assembly (Residential) | Roofs-Wood frame - Ceiling Assembly | Residential | Superstructure | Shell | Roof Construction | Ceiling Assembly |  |  | 38 | [11 empty] | 0.027 | ASHRAE 90.2 | $/ft2 | 0 | 0 | 5.96
RE0868 | Roofs | Roofs | Roofs-Wood frame - Ceiling Assembly (Residential) | Roofs-Wood frame - Ceiling Assembly | Residential | Superstructure | Shell | Roof Construction | Ceiling Assembly |  |  | 42 | [11 empty] | 0.025 | ASHRAE 90.2 | $/ft2 | 0 | 0 | 6.1
RE0869 | Roofs | Roofs | Roofs-Wood frame - Ceiling Assembly (Residential) | Roofs-Wood frame - Ceiling Assembly | Residential | Superstructure | Shell | Roof Construction | Ceiling Assembly |  |  | 49 | [11 empty] | 0.022 | ASHRAE 90.2 | $/ft2 | 0 | 0 | 6.56
RE0870 | Roofs | Roofs | Roofs-Wood frame - Ceiling Assembly (Residential) | Roofs-Wood frame - Ceiling Assembly | Residential | Superstructure | Shell | Roof Construction | Ceiling Assembly |  |  | 60 | [11 empty] | 0.018 | ASHRAE 90.2 | $/ft2 | 0 | 0 | 6.75
RE0871 | Roofs | Roofs | Roofs-Wood frame - Ceiling Assembly (Residential) | Roofs-Wood frame - Ceiling Assembly | Residential | Superstructure | Shell | Roof Construction | Ceiling Assembly |  |  | 30C | [11 empty] | 0.032 | ASHRAE 90.2 | $/ft2 | 0 | 0 | 6.01
RE0872 | Roofs | Roofs | Roofs-Wood frame - Ceiling Assembly (Residential) | Roofs-Wood frame - Ceiling Assembly | Residential | Superstructure | Shell | Roof Construction | Ceiling Assembly |  |  | 30 | [11 empty] | 0.032 | ASHRAE 90.2 | $/ft2 | 0 | 0 | 5.45
RE0873 | Roofs | Roofs | Roofs-Wood frame - Ceiling Assembly (Residential) | Roofs-Wood frame - Ceiling Assembly | Residential | Superstructure | Shell | Roof Construction | Ceiling Assembly |  |  | 38C | [11 empty] | 0.025 | ASHRAE 90.2 | $/ft2 | 0 | 0 | 5.49
RE0874 | Roofs | Roofs | Roofs-Wood frame - Ceiling Assembly (Residential) | Roofs-Wood frame - Ceiling Assembly | Residential | Superstructure | Shell | Roof Construction | Ceiling Assembly |  |  | 38 | [11 empty] | 0.025 | ASHRAE 90.2 | $/ft2 | 0 | 0 | 5.63
RE0875 | Roofs | Roofs | Roofs-Wood frame - Ceiling Assembly (Residential) | Roofs-Wood frame - Ceiling Assembly | Residential | Superstructure | Shell | Roof Construction | Ceiling Assembly |  |  | 49 | [11 empty] | 0.02 | ASHRAE 90.2 | $/ft2 | 0 | 0 | 6.44
RE0876 | Roofs | Roofs | Roofs-Wood frame - Ceiling Assembly (Residential) | Roofs-Wood frame - Ceiling Assembly | Residential | Superstructure | Shell | Roof Construction | Ceiling Assembly |  |  | 19 | [11 empty] | 0.049 | ASHRAE 90.2 | $/ft2 | 0 | 0 | 5.76
RE0877 | Roofs | Roofs | Roofs-Wood frame - Ceiling Assembly (Residential) | Roofs-Wood frame - Ceiling Assembly | Residential | Superstructure | Shell | Roof Construction | Ceiling Assembly |  |  | 25 | [11 empty] | 0.038 | ASHRAE 90.2 | $/ft2 | 0 | 0 | 5.88
RE0878 | Roofs | Roofs | Roofs-Wood frame - Ceiling Assembly (Residential) | Roofs-Wood frame - Ceiling Assembly | Residential | Superstructure | Shell | Roof Construction | Ceiling Assembly |  |  | 30 | [11 empty] | 0.032 | ASHRAE 90.2 | $/ft2 | 0 | 0 | 6.04
RE0879 | Roofs | Roofs | Roofs-Wood frame - Ceiling Assembly (Residential) | Roofs-Wood frame - Ceiling Assembly | Residential | Superstructure | Shell | Roof Construction | Ceiling Assembly |  |  | 38 | [11 empty] | 0.025 | ASHRAE 90.2 | $/ft2 | 0 | 0 | 6.32
RE0880 | Roofs | Roofs | Roofs-Wood frame - Ceiling Assembly (Residential) | Roofs-Wood frame - Ceiling Assembly | Residential | Superstructure | Shell | Roof Construction | Ceiling Assembly |  |  | 42 | [11 empty] | 0.023 | ASHRAE 90.2 | $/ft2 | 0 | 0 | 6.48
RE0881 | Roofs | Roofs | Roofs-Wood frame - Ceiling Assembly (Residential) | Roofs-Wood frame - Ceiling Assembly | Residential | Superstructure | Shell | Roof Construction | Ceiling Assembly |  |  | 49 | [11 empty] | 0.02 | ASHRAE 90.2 | $/ft2 | 0 | 0 | 6.92
RE0882 | Roofs | Roofs | Roofs-Wood frame - Ceiling Assembly (Residential) | Roofs-Wood frame - Ceiling Assembly | Residential | Superstructure | Shell | Roof Construction | Ceiling Assembly |  |  | 60 | [11 empty] | 0.017 | ASHRAE 90.2 | $/ft2 | 0 | 0 | 7.12
RE0883 | Roofs | Roofs | Roofs-Wood frame - Ceiling Assembly (Residential) | Roofs-Wood frame - Ceiling Assembly | Residential | Superstructure | Shell | Roof Construction | Ceiling Assembly |  |  | 30C | [11 empty] | 0.034 | ASHRAE 90.2 | $/ft2 | 0 | 0 | 4.9
RE0884 | Roofs | Roofs | Roofs-Wood frame - Ceiling Assembly (Residential) | Roofs-Wood frame - Ceiling Assembly | Residential | Superstructure | Shell | Roof Construction | Ceiling Assembly |  |  | 30 | [11 empty] | 0.034 | ASHRAE 90.2 | $/ft2 | 0 | 0 | 4.35
RE0885 | Roofs | Roofs | Roofs-Wood frame - Ceiling Assembly (Residential) | Roofs-Wood frame - Ceiling Assembly | Residential | Superstructure | Shell | Roof Construction | Ceiling Assembly |  |  | 38C | [11 empty] | 0.027 | ASHRAE 90.2 | $/ft2 | 0 | 0 | 5.37
RE0886 | Roofs | Roofs | Roofs-Wood frame - Ceiling Assembly (Residential) | Roofs-Wood frame - Ceiling Assembly | Residential | Superstructure | Shell | Roof Construction | Ceiling Assembly |  |  | 19 | [11 empty] | 0.052 | ASHRAE 90.2 | $/ft2 | 0 | 0 | 4.65
RE0887 | Roofs | Roofs | Roofs-Wood frame - Ceiling Assembly (Residential) | Roofs-Wood frame - Ceiling Assembly | Residential | Superstructure | Shell | Roof Construction | Ceiling Assembly |  |  | 25 | [11 empty] | 0.041 | ASHRAE 90.2 | $/ft2 | 0 | 0 | 4.78
RE0888 | Roofs | Roofs | Roofs-Wood frame - Ceiling Assembly (Residential) | Roofs-Wood frame - Ceiling Assembly | Residential | Superstructure | Shell | Roof Construction | Ceiling Assembly |  |  | 30 | [11 empty] | 0.034 | ASHRAE 90.2 | $/ft2 | 0 | 0 | 4.93
RE0889 | Floors | Floors | Floors-Wood frame - Floor Assembly (Residential) | Floors-Wood frame - Floor Assembly | Residential | Superstructure | Shell | Floor Construction | Floor Assembly |  |  | 13 | [11 empty] | 0.064 | ASHRAE 90.2 | $/ft2 | 0 | 0 | 3.45
RE0890 | Floors | Floors | Floors-Wood frame - Floor Assembly (Residential) | Floors-Wood frame - Floor Assembly | Residential | Superstructure | Shell | Floor Construction | Floor Assembly |  |  | 19 | [11 empty] | 0.047 | ASHRAE 90.2 | $/ft2 | 0 | 0 | 3.55
RE0891 | Floors | Floors | Floors-Wood frame - Floor Assembly (Residential) | Floors-Wood frame - Floor Assembly | Residential | Superstructure | Shell | Floor Construction | Floor Assembly |  |  | 25 | [11 empty] | 0.038 | ASHRAE 90.2 | $/ft2 | 0 | 0 | 3.77
RE0892 | Floors | Floors | Floors-Wood frame - Floor Assembly (Residential) | Floors-Wood frame - Floor Assembly | Residential | Superstructure | Shell | Floor Construction | Floor Assembly |  |  | 13 | [11 empty] | 0.049 | ASHRAE 90.2 | $/ft2 | 0 | 0 | 3.67
RE0893 | Floors | Floors | Floors-Wood frame - Floor Assembly (Residential) | Floors-Wood frame - Floor Assembly | Residential | Superstructure | Shell | Floor Construction | Floor Assembly |  |  | 19 | [11 empty] | 0.047 | ASHRAE 90.2 | $/ft2 | 0 | 0 | 3.76
RE0894 | Floors | Floors | Floors-Wood frame - Floor Assembly (Residential) | Floors-Wood frame - Floor Assembly | Residential | Superstructure | Shell | Floor Construction | Floor Assembly |  |  | 25 | [11 empty] | 0.038 | ASHRAE 90.2 | $/ft2 | 0 | 0 | 4.04
RE0801 | Exterior Walls | Walls Above Grade | Walls-Wood Frame - Wall Assembly (Multi-Family) | Walls-Wood Frame - Wall Assembly | Multifamily | Exterior Enclosure | Shell | Exterior Walls | Wall Assembly |  | 3.2 | 13 | [11 empty] | 0.064 | ASHRAE 90.2 | $/ft2 | 0 | 0 | 7.47
RE0802 | Exterior Walls | Walls Above Grade | Walls-Wood Frame - Wall Assembly (Multi-Family) | Walls-Wood Frame - Wall Assembly | Multifamily | Exterior Enclosure | Shell | Exterior Walls | Wall Assembly |  | 3.2 | 19 | [11 empty] | 0.049 | ASHRAE 90.2 | $/ft2 | 0 | 0 | 8.65
RE0803 | Exterior Walls | Walls Above Grade | Walls-Wood Frame - Wall Assembly (Multi-Family) | Walls-Wood Frame - Wall Assembly | Multifamily | Exterior Enclosure | Shell | Exterior Walls | Wall Assembly |  | 3.2 | 13 | [11 empty] | 0.62 | ASHRAE 90.2 | $/ft2 | 0 | 0 | 7.14
RE0804 | Exterior Walls | Walls Above Grade | Walls-Wood Frame - Wall Assembly (Multi-Family) | Walls-Wood Frame - Wall Assembly | Multifamily | Exterior Enclosure | Shell | Exterior Walls | Wall Assembly |  | 3.2 | 19 | [11 empty] | 0.049 | ASHRAE 90.2 | $/ft2 | 0 | 0 | 8.29
RE0805 | Exterior Walls | Walls Above Grade | Walls-Wood Frame - Wall Assembly (Multi-Family) | Walls-Wood Frame - Wall Assembly | Multifamily | Exterior Enclosure | Shell | Exterior Walls | Wall Assembly |  | 5 | 13 | [11 empty] | 0.057 | ASHRAE 90.2 | $/ft2 | 0 | 0 | 8.05
RE0806 | Exterior Walls | Walls Above Grade | Walls-Wood Frame - Wall Assembly (Multi-Family) | Walls-Wood Frame - Wall Assembly | Multifamily | Exterior Enclosure | Shell | Exterior Walls | Wall Assembly |  | 5 | 19 | [11 empty] | 0.045 | ASHRAE 90.2 | $/ft2 | 0 | 0 | 9.26
RE0807 | Exterior Walls | Walls Above Grade | Walls-Wood Frame - Wall Assembly (Multi-Family) | Walls-Wood Frame - Wall Assembly | Multifamily | Exterior Enclosure | Shell | Exterior Walls | Wall Assembly |  | 5 | 13 | [11 empty] | 0.057 | ASHRAE 90.2 | $/ft2 | 0 | 0 | 7.63
RE0808 | Exterior Walls | Walls Above Grade | Walls-Wood Frame - Wall Assembly (Multi-Family) | Walls-Wood Frame - Wall Assembly | Multifamily | Exterior Enclosure | Shell | Exterior Walls | Wall Assembly |  | 5 | 19 | [11 empty] | 0.045 | ASHRAE 90.2 | $/ft2 | 0 | 0 | 8.82
RE0809 | Exterior Walls | Walls Above Grade | Walls-Wood Frame - Wall Assembly (Multi-Family) | Walls-Wood Frame - Wall Assembly | Multifamily | Exterior Enclosure | Shell | Exterior Walls | Wall Assembly |  | 6.5 | 13 | [11 empty] | 0.052 | ASHRAE 90.2 | $/ft2 | 0 | 0 | 8.31
RE0810 | Exterior Walls | Walls Above Grade | Walls-Wood Frame - Wall Assembly (Multi-Family) | Walls-Wood Frame - Wall Assembly | Multifamily | Exterior Enclosure | Shell | Exterior Walls | Wall Assembly |  | 6.5 | 19 | [11 empty] | 0.042 | ASHRAE 90.2 | $/ft2 | 0 | 0 | 9.51
RE0811 | Exterior Walls | Walls Above Grade | Walls-Wood Frame - Wall Assembly (Multi-Family) | Walls-Wood Frame - Wall Assembly | Multifamily | Exterior Enclosure | Shell | Exterior Walls | Wall Assembly |  | 6.5 | 13 | [11 empty] | 0.051 | ASHRAE 90.2 | $/ft2 | 0 | 0 | 7.89
RE0812 | Exterior Walls | Walls Above Grade | Walls-Wood Frame - Wall Assembly (Multi-Family) | Walls-Wood Frame - Wall Assembly | Multifamily | Exterior Enclosure | Shell | Exterior Walls | Wall Assembly |  | 6.5 | 19 | [11 empty] | 0.041 | ASHRAE 90.2 | $/ft2 | 0 | 0 | 9.06
RE0813 | Exterior Walls | Walls Above Grade | Walls-Wood Frame - Wall Assembly (Multi-Family) | Walls-Wood Frame - Wall Assembly | Multifamily | Exterior Enclosure | Shell | Exterior Walls | Wall Assembly |  | 7 | 13 | [11 empty] | 0.051 | ASHRAE 90.2 | $/ft2 | 0 | 0 | 8.91
RE0814 | Exterior Walls | Walls Above Grade | Walls-Wood Frame - Wall Assembly (Multi-Family) | Walls-Wood Frame - Wall Assembly | Multifamily | Exterior Enclosure | Shell | Exterior Walls | Wall Assembly |  | 7 | 19 | [11 empty] | 0.041 | ASHRAE 90.2 | $/ft2 | 0 | 0 | 10.12
RE0815 | Exterior Walls | Walls Above Grade | Walls-Wood Frame - Wall Assembly (Multi-Family) | Walls-Wood Frame - Wall Assembly | Multifamily | Exterior Enclosure | Shell | Exterior Walls | Wall Assembly |  | 7 | 13 | [11 empty] | 0.05 | ASHRAE 90.2 | $/ft2 | 0 | 0 | 8.49
RE0816 | Exterior Walls | Walls Above Grade | Walls-Wood Frame - Wall Assembly (Multi-Family) | Walls-Wood Frame - Wall Assembly | Multifamily | Exterior Enclosure | Shell | Exterior Walls | Wall Assembly |  | 7 | 19 | [11 empty] | 0.04 | ASHRAE 90.2 | $/ft2 | 0 | 0 | 9.68
RE0817 | Exterior Walls | Walls Above Grade | Walls-Wood Frame - Wall Assembly (Multi-Family) | Walls-Wood Frame - Wall Assembly | Multifamily | Exterior Enclosure | Shell | Exterior Walls | Wall Assembly |  |  | 13 | [11 empty] | 0.082 | ASHRAE 90.2 | $/ft2 | 0 | 0 | 7.69
RE0818 | Exterior Walls | Walls Above Grade | Walls-Wood Frame - Wall Assembly (Multi-Family) | Walls-Wood Frame - Wall Assembly | Multifamily | Exterior Enclosure | Shell | Exterior Walls | Wall Assembly |  |  | 19 | [11 empty] | 0.06 | ASHRAE 90.2 | $/ft2 | 0 | 0 | 9.45
RE0819 | Exterior Walls | Walls Above Grade | Walls-Wood Frame - Wall Assembly (Multi-Family) | Walls-Wood Frame - Wall Assembly | Multifamily | Exterior Enclosure | Shell | Exterior Walls | Wall Assembly |  |  | 13 | [11 empty] | 0.08 | ASHRAE 90.2 | $/ft2 | 0 | 0 | 7.45
RE0820 | Exterior Walls | Walls Above Grade | Walls-Wood Frame - Wall Assembly (Multi-Family) | Walls-Wood Frame - Wall Assembly | Multifamily | Exterior Enclosure | Shell | Exterior Walls | Wall Assembly |  |  | 19 | [11 empty] | 0.059 | ASHRAE 90.2 | $/ft2 | 0 | 0 | 9.15
RE0821 | Exterior Walls | Walls Above Grade | Walls-Wood Frame - Wall Assembly (Multi-Family) | Walls-Wood Frame - Wall Assembly | Multifamily | Exterior Enclosure | Shell | Exterior Walls | Wall Assembly |  |  | 13 | [11 empty] | 0.082 | ASHRAE 90.2 | $/ft2 | 0 | 0 | 7.85
RE0822 | Exterior Walls | Walls Above Grade | Walls-Wood Frame - Wall Assembly (Multi-Family) | Walls-Wood Frame - Wall Assembly | Multifamily | Exterior Enclosure | Shell | Exterior Walls | Wall Assembly |  |  | 19 | [11 empty] | 0.06 | ASHRAE 90.2 | $/ft2 | 0 | 0 | 9.6
RE0823 | Exterior Walls | Walls Above Grade | Walls-Wood Frame - Wall Assembly (Multi-Family) | Walls-Wood Frame - Wall Assembly | Multifamily | Exterior Enclosure | Shell | Exterior Walls | Wall Assembly |  |  | 13 | [11 empty] | 0.08 | ASHRAE 90.2 | $/ft2 | 0 | 0 | 7.6
RE0824 | Exterior Walls | Walls Above Grade | Walls-Wood Frame - Wall Assembly (Multi-Family) | Walls-Wood Frame - Wall Assembly | Multifamily | Exterior Enclosure | Shell | Exterior Walls | Wall Assembly |  |  | 19 | [11 empty] | 0.059 | ASHRAE 90.2 | $/ft2 | 0 | 0 | 9.3
RE0825 | Exterior Walls | Walls Above Grade | Walls-Wood Frame - Wall Assembly (Multi-Family) | Walls-Wood Frame - Wall Assembly | Multifamily | Exterior Enclosure | Shell | Exterior Walls | Wall Assembly |  | 5 | 13 | [11 empty] | 0.057 | ASHRAE 90.2 | $/ft2 | 0 | 0 | 8.49
RE0826 | Exterior Walls | Walls Above Grade | Walls-Wood Frame - Wall Assembly (Multi-Family) | Walls-Wood Frame - Wall Assembly | Multifamily | Exterior Enclosure | Shell | Exterior Walls | Wall Assembly |  | 5 | 19 | [11 empty] | 0.045 | ASHRAE 90.2 | $/ft2 | 0 | 0 | 11.11
RE0827 | Exterior Walls | Walls Above Grade | Walls-Wood Frame - Wall Assembly (Multi-Family) | Walls-Wood Frame - Wall Assembly | Multifamily | Exterior Enclosure | Shell | Exterior Walls | Wall Assembly |  | 5 | 13 | [11 empty] | 0.056 | ASHRAE 90.2 | $/ft2 | 0 | 0 | 8.07
RE0828 | Exterior Walls | Walls Above Grade | Walls-Wood Frame - Wall Assembly (Multi-Family) | Walls-Wood Frame - Wall Assembly | Multifamily | Exterior Enclosure | Shell | Exterior Walls | Wall Assembly |  | 5 | 19 | [11 empty] | 0.044 | ASHRAE 90.2 | $/ft2 | 0 | 0 | 10.71
RE0829 | Exterior Walls | Walls Above Grade | Walls-Wood Frame - Wall Assembly (Multi-Family) | Walls-Wood Frame - Wall Assembly | Multifamily | Exterior Enclosure | Shell | Exterior Walls | Wall Assembly |  | 2 | 13 | [11 empty] | 0.069 | ASHRAE 90.2 | $/ft2 | 0 | 0 | 8
RE0830 | Exterior Walls | Walls Above Grade | Walls-Wood Frame - Wall Assembly (Multi-Family) | Walls-Wood Frame - Wall Assembly | Multifamily | Exterior Enclosure | Shell | Exterior Walls | Wall Assembly |  | 2 | 19 | [11 empty] | 0.053 | ASHRAE 90.2 | $/ft2 | 0 | 0 | 9.75
RE0831 | Roofs | Roofs | Roofs-Wood frame - Ceiling Assembly (Residential) | Roofs-Wood frame - Ceiling Assembly | Residential | Superstructure | Shell | Roof Construction | Ceiling Assembly |  |  | 19 | [11 empty] | 0.051 | ASHRAE 90.2 | $/ft2 | 0 | 0 | 4.55
RE0832 | Roofs | Roofs | Roofs-Wood frame - Ceiling Assembly (Residential) | Roofs-Wood frame - Ceiling Assembly | Residential | Superstructure | Shell | Roof Construction | Ceiling Assembly |  |  | 25 | [11 empty] | 0.04 | ASHRAE 90.2 | $/ft2 | 0 | 0 | 4.96
RE0833 | Roofs | Roofs | Roofs-Wood frame - Ceiling Assembly (Residential) | Roofs-Wood frame - Ceiling Assembly | Residential | Superstructure | Shell | Roof Construction | Ceiling Assembly |  |  | 30C | [11 empty] | 0.035 | ASHRAE 90.2 | $/ft2 | 0 | 0 | 5.6
RE0834 | Roofs | Roofs | Roofs-Wood frame - Ceiling Assembly (Residential) | Roofs-Wood frame - Ceiling Assembly | Residential | Superstructure | Shell | Roof Construction | Ceiling Assembly |  |  | 30 | [11 empty] | 0.035 | ASHRAE 90.2 | $/ft2 | 0 | 0 | 5.01
RE0835 | Roofs | Roofs | Roofs-Wood frame - Ceiling Assembly (Residential) | Roofs-Wood frame - Ceiling Assembly | Residential | Superstructure | Shell | Roof Construction | Ceiling Assembly |  |  | 38C | [11 empty] | 0.03 | ASHRAE 90.2 | $/ft2 | 0 | 0 | 6.1
RE0836 | Roofs | Roofs | Roofs-Wood frame - Ceiling Assembly (Residential) | Roofs-Wood frame - Ceiling Assembly | Residential | Superstructure | Shell | Roof Construction | Ceiling Assembly |  |  | 38 | [11 empty] | 0.03 | ASHRAE 90.2 | $/ft2 | 0 | 0 | 5.25
RE0837 | Roofs | Roofs | Roofs-Wood frame - Ceiling Assembly (Residential) | Roofs-Wood frame - Ceiling Assembly | Residential | Superstructure | Shell | Roof Construction | Ceiling Assembly |  |  | 49 | [11 empty] | 0.036 | ASHRAE 90.2 | $/ft2 | 0 | 0 | 5.93
RE0838 | Roofs | Roofs | Roofs-Wood frame - Ceiling Assembly (Residential) | Roofs-Wood frame - Ceiling Assembly | Residential | Superstructure | Shell | Roof Construction | Ceiling Assembly |  |  | 19 | [11 empty] | 0.051 | ASHRAE 90.2 | $/ft2 | 0 | 0 | 4.35
RE0839 | Roofs | Roofs | Roofs-Wood frame - Ceiling Assembly (Residential) | Roofs-Wood frame - Ceiling Assembly | Residential | Superstructure | Shell | Roof Construction | Ceiling Assembly |  |  | 25 | [11 empty] | 0.04 | ASHRAE 90.2 | $/ft2 | 0 | 0 | 4.51
RE0840 | Roofs | Roofs | Roofs-Wood frame - Ceiling Assembly (Residential) | Roofs-Wood frame - Ceiling Assembly | Residential | Superstructure | Shell | Roof Construction | Ceiling Assembly |  |  | 30 | [11 empty] | 0.035 | ASHRAE 90.2 | $/ft2 | 0 | 0 | 4.61
RE0841 | Roofs | Roofs | Roofs-Wood frame - Ceiling Assembly (Residential) | Roofs-Wood frame - Ceiling Assembly | Residential | Superstructure | Shell | Roof Construction | Ceiling Assembly |  |  | 38 | [11 empty] | 0.03 | ASHRAE 90.2 | $/ft2 | 0 | 0 | 4.8
RE0842 | Roofs | Roofs | Roofs-Wood frame - Ceiling Assembly (Residential) | Roofs-Wood frame - Ceiling Assembly | Residential | Superstructure | Shell | Roof Construction | Ceiling Assembly |  |  | 42 | [11 empty] | 0.042 | ASHRAE 90.2 | $/ft2 | 0 | 0 | 5.01
RE0843 | Roofs | Roofs | Roofs-Wood frame - Ceiling Assembly (Residential) | Roofs-Wood frame - Ceiling Assembly | Residential | Superstructure | Shell | Roof Construction | Ceiling Assembly |  |  | 49 | [11 empty] | 0.026 | ASHRAE 90.2 | $/ft2 | 0 | 0 | 5.26
RE0844 | Roofs | Roofs | Roofs-Wood frame - Ceiling Assembly (Residential) | Roofs-Wood frame - Ceiling Assembly | Residential | Superstructure | Shell | Roof Construction | Ceiling Assembly |  |  | 60 | [11 empty] | 0.024 | ASHRAE 90.2 | $/ft2 | 0 | 0 | 5.55
RE0845 | Roofs | Roofs | Roofs-Wood frame - Ceiling Assembly (Residential) | Roofs-Wood frame - Ceiling Assembly | Residential | Superstructure | Shell | Roof Construction | Ceiling Assembly |  |  | 19 | [11 empty] | 0.02 | ASHRAE 90.2 | $/ft2 | 0 | 0 | 5.01
RE0846 | Roofs | Roofs | Roofs-Wood frame - Ceiling Assembly (Residential) | Roofs-Wood frame - Ceiling Assembly | Residential | Superstructure | Shell | Roof Construction | Ceiling Assembly |  |  | 25 | [11 empty] | 0.038 | ASHRAE 90.2 | $/ft2 | 0 | 0 | 5.42
RE0847 | Roofs | Roofs | Roofs-Wood frame - Ceiling Assembly (Residential) | Roofs-Wood frame - Ceiling Assembly | Residential | Superstructure | Shell | Roof Construction | Ceiling Assembly |  |  | 30C | [11 empty] | 0.032 | ASHRAE 90.2 | $/ft2 | 0 | 0 | 6.06
RE0848 | Roofs | Roofs | Roofs-Wood frame - Ceiling Assembly (Residential) | Roofs-Wood frame - Ceiling Assembly | Residential | Superstructure | Shell | Roof Construction | Ceiling Assembly |  |  | 30 | [11 empty] | 0.032 | ASHRAE 90.2 | $/ft2 | 0 | 0 | 5.47
RE0849 | Roofs | Roofs | Roofs-Wood frame - Ceiling Assembly (Residential) | Roofs-Wood frame - Ceiling Assembly | Residential | Superstructure | Shell | Roof Construction | Ceiling Assembly |  |  | 38C | [11 empty] | 0.025 | ASHRAE 90.2 | $/ft2 | 0 | 0 | 6.56
RE0850 | Roofs | Roofs | Roofs-Wood frame - Ceiling Assembly (Residential) | Roofs-Wood frame - Ceiling Assembly | Residential | Superstructure | Shell | Roof Construction | Ceiling Assembly |  |  | 38 | [11 empty] | 0.025 | ASHRAE 90.2 | $/ft2 | 0 | 0 | 5.77
RE0751 | Exterior Walls | Walls Above Grade | Walls-Wood Frame - Wall Assembly (Multi-Family) | Walls-Wood Frame - Wall Assembly | Multifamily | Exterior Enclosure | Shell | Exterior Walls | Wall Assembly |  | 6.5 | 13 | [11 empty] | 0.051 | ASHRAE 90.2 | $/ft2 | 0 | 0 | 7.48
RE0752 | Exterior Walls | Walls Above Grade | Walls-Wood Frame - Wall Assembly (Multi-Family) | Walls-Wood Frame - Wall Assembly | Multifamily | Exterior Enclosure | Shell | Exterior Walls | Wall Assembly |  | 6.5 | 15 | [11 empty] | 0.048 | ASHRAE 90.2 | $/ft2 | 0 | 0 | 7.71
RE0753 | Exterior Walls | Walls Above Grade | Walls-Wood Frame - Wall Assembly (Multi-Family) | Walls-Wood Frame - Wall Assembly | Multifamily | Exterior Enclosure | Shell | Exterior Walls | Wall Assembly |  | 6.5 | 19 | [11 empty] | 0.041 | ASHRAE 90.2 | $/ft2 | 0 | 0 | 8.63
RE0754 | Exterior Walls | Walls Above Grade | Walls-Wood Frame - Wall Assembly (Multi-Family) | Walls-Wood Frame - Wall Assembly | Multifamily | Exterior Enclosure | Shell | Exterior Walls | Wall Assembly |  | 6.5 | 21 | [11 empty] | 0.039 | ASHRAE 90.2 | $/ft2 | 0 | 0 | 8.8
RE0755 | Exterior Walls | Walls Above Grade | Walls-Wood Frame - Wall Assembly (Multi-Family) | Walls-Wood Frame - Wall Assembly | Multifamily | Exterior Enclosure | Shell | Exterior Walls | Wall Assembly |  | 7 | 11 | [11 empty] | 0.054 | ASHRAE 90.2 | $/ft2 | 0 | 0 | 8.43
RE0756 | Exterior Walls | Walls Above Grade | Walls-Wood Frame - Wall Assembly (Multi-Family) | Walls-Wood Frame - Wall Assembly | Multifamily | Exterior Enclosure | Shell | Exterior Walls | Wall Assembly |  | 7 | 13 | [11 empty] | 0.051 | ASHRAE 90.2 | $/ft2 | 0 | 0 | 8.51
RE0757 | Exterior Walls | Walls Above Grade | Walls-Wood Frame - Wall Assembly (Multi-Family) | Walls-Wood Frame - Wall Assembly | Multifamily | Exterior Enclosure | Shell | Exterior Walls | Wall Assembly |  | 7 | 15 | [11 empty] | 0.048 | ASHRAE 90.2 | $/ft2 | 0 | 0 | 8.74
RE0758 | Exterior Walls | Walls Above Grade | Walls-Wood Frame - Wall Assembly (Multi-Family) | Walls-Wood Frame - Wall Assembly | Multifamily | Exterior Enclosure | Shell | Exterior Walls | Wall Assembly |  | 7 | 19 | [11 empty] | 0.041 | ASHRAE 90.2 | $/ft2 | 0 | 0 | 9.69
RE0759 | Exterior Walls | Walls Above Grade | Walls-Wood Frame - Wall Assembly (Multi-Family) | Walls-Wood Frame - Wall Assembly | Multifamily | Exterior Enclosure | Shell | Exterior Walls | Wall Assembly |  | 7 | 21 | [11 empty] | 0.039 | ASHRAE 90.2 | $/ft2 | 0 | 0 | 9.85
RE0760 | Exterior Walls | Walls Above Grade | Walls-Wood Frame - Wall Assembly (Multi-Family) | Walls-Wood Frame - Wall Assembly | Multifamily | Exterior Enclosure | Shell | Exterior Walls | Wall Assembly |  | 7 | 11 | [11 empty] | 0.053 | ASHRAE 90.2 | $/ft2 | 0 | 0 | 8.02
RE0761 | Exterior Walls | Walls Above Grade | Walls-Wood Frame - Wall Assembly (Multi-Family) | Walls-Wood Frame - Wall Assembly | Multifamily | Exterior Enclosure | Shell | Exterior Walls | Wall Assembly |  | 7 | 13 | [11 empty] | 0.05 | ASHRAE 90.2 | $/ft2 | 0 | 0 | 8.09
RE0762 | Exterior Walls | Walls Above Grade | Walls-Wood Frame - Wall Assembly (Multi-Family) | Walls-Wood Frame - Wall Assembly | Multifamily | Exterior Enclosure | Shell | Exterior Walls | Wall Assembly |  | 7 | 15 | [11 empty] | 0.047 | ASHRAE 90.2 | $/ft2 | 0 | 0 | 8.32
RE0763 | Exterior Walls | Walls Above Grade | Walls-Wood Frame - Wall Assembly (Multi-Family) | Walls-Wood Frame - Wall Assembly | Multifamily | Exterior Enclosure | Shell | Exterior Walls | Wall Assembly |  | 7 | 19 | [11 empty] | 0.04 | ASHRAE 90.2 | $/ft2 | 0 | 0 | 9.25
RE0764 | Exterior Walls | Walls Above Grade | Walls-Wood Frame - Wall Assembly (Multi-Family) | Walls-Wood Frame - Wall Assembly | Multifamily | Exterior Enclosure | Shell | Exterior Walls | Wall Assembly |  | 7 | 21 | [11 empty] | 0.039 | ASHRAE 90.2 | $/ft2 | 0 | 0 | 9.41
RE0765 | Exterior Walls | Walls Above Grade | Walls-Wood Frame - Wall Assembly (Multi-Family) | Walls-Wood Frame - Wall Assembly | Multifamily | Exterior Enclosure | Shell | Exterior Walls | Wall Assembly |  |  | 13 | [11 empty] | 0.082 | ASHRAE 90.2 | $/ft2 | 0 | 0 | 6.65
RE0766 | Exterior Walls | Walls Above Grade | Walls-Wood Frame - Wall Assembly (Multi-Family) | Walls-Wood Frame - Wall Assembly | Multifamily | Exterior Enclosure | Shell | Exterior Walls | Wall Assembly |  |  | 19 | [11 empty] | 0.06 | ASHRAE 90.2 | $/ft2 | 0 | 0 | 7.62
RE0767 | Exterior Walls | Walls Above Grade | Walls-Wood Frame - Wall Assembly (Multi-Family) | Walls-Wood Frame - Wall Assembly | Multifamily | Exterior Enclosure | Shell | Exterior Walls | Wall Assembly |  |  | 13 | [11 empty] | 0.08 | ASHRAE 90.2 | $/ft2 | 0 | 0 | 6.4
RE0768 | Exterior Walls | Walls Above Grade | Walls-Wood Frame - Wall Assembly (Multi-Family) | Walls-Wood Frame - Wall Assembly | Multifamily | Exterior Enclosure | Shell | Exterior Walls | Wall Assembly |  |  | 19 | [11 empty] | 0.059 | ASHRAE 90.2 | $/ft2 | 0 | 0 | 7.31
RE0769 | Exterior Walls | Walls Above Grade | Walls-Wood Frame - Wall Assembly (Multi-Family) | Walls-Wood Frame - Wall Assembly | Multifamily | Exterior Enclosure | Shell | Exterior Walls | Wall Assembly |  |  | 13 | [11 empty] | 0.082 | ASHRAE 90.2 | $/ft2 | 0 | 0 | 6.81
RE0770 | Exterior Walls | Walls Above Grade | Walls-Wood Frame - Wall Assembly (Multi-Family) | Walls-Wood Frame - Wall Assembly | Multifamily | Exterior Enclosure | Shell | Exterior Walls | Wall Assembly |  |  | 19 | [11 empty] | 0.06 | ASHRAE 90.2 | $/ft2 | 0 | 0 | 7.76
RE0771 | Exterior Walls | Walls Above Grade | Walls-Wood Frame - Wall Assembly (Multi-Family) | Walls-Wood Frame - Wall Assembly | Multifamily | Exterior Enclosure | Shell | Exterior Walls | Wall Assembly |  |  | 13 | [11 empty] | 0.08 | ASHRAE 90.2 | $/ft2 | 0 | 0 | 6.56
RE0772 | Exterior Walls | Walls Above Grade | Walls-Wood Frame - Wall Assembly (Multi-Family) | Walls-Wood Frame - Wall Assembly | Multifamily | Exterior Enclosure | Shell | Exterior Walls | Wall Assembly |  |  | 19 | [11 empty] | 0.059 | ASHRAE 90.2 | $/ft2 | 0 | 0 | 7.47
RE0773 | Exterior Walls | Walls Above Grade | Walls-Wood Frame - Wall Assembly (Multi-Family) | Walls-Wood Frame - Wall Assembly | Multifamily | Exterior Enclosure | Shell | Exterior Walls | Wall Assembly |  | 5 | 13 | [11 empty] | 0.057 | ASHRAE 90.2 | $/ft2 | 0 | 0 | 7.44
RE0774 | Exterior Walls | Walls Above Grade | Walls-Wood Frame - Wall Assembly (Multi-Family) | Walls-Wood Frame - Wall Assembly | Multifamily | Exterior Enclosure | Shell | Exterior Walls | Wall Assembly |  | 5 | 19 | [11 empty] | 0.045 | ASHRAE 90.2 | $/ft2 | 0 | 0 | 9.28
RE0775 | Exterior Walls | Walls Above Grade | Walls-Wood Frame - Wall Assembly (Multi-Family) | Walls-Wood Frame - Wall Assembly | Multifamily | Exterior Enclosure | Shell | Exterior Walls | Wall Assembly |  | 5 | 13 | [11 empty] | 0.056 | ASHRAE 90.2 | $/ft2 | 0 | 0 | 7.04
RE0776 | Exterior Walls | Walls Above Grade | Walls-Wood Frame - Wall Assembly (Multi-Family) | Walls-Wood Frame - Wall Assembly | Multifamily | Exterior Enclosure | Shell | Exterior Walls | Wall Assembly |  | 5 | 19 | [11 empty] | 0.044 | ASHRAE 90.2 | $/ft2 | 0 | 0 | 8.89
RE0777 | Exterior Walls | Walls Above Grade | Walls-Wood Frame - Wall Assembly (Multi-Family) | Walls-Wood Frame - Wall Assembly | Multifamily | Exterior Enclosure | Shell | Exterior Walls | Wall Assembly |  | 2 | 13 | [11 empty] | 0.069 | ASHRAE 90.2 | $/ft2 | 0 | 0 | 6.96
RE0778 | Exterior Walls | Walls Above Grade | Walls-Wood Frame - Wall Assembly (Multi-Family) | Walls-Wood Frame - Wall Assembly | Multifamily | Exterior Enclosure | Shell | Exterior Walls | Wall Assembly |  | 2 | 19 | [11 empty] | 0.053 | ASHRAE 90.2 | $/ft2 | 0 | 0 | 7.92
RE0779 | Exterior Walls | Walls Above Grade | Walls-Wood Frame - Wall Assembly (Multi-Family) | Walls-Wood Frame - Wall Assembly | Multifamily | Exterior Enclosure | Shell | Exterior Walls | Wall Assembly |  | 2 | 13 | [11 empty] | 0.068 | ASHRAE 90.2 | $/ft2 | 0 | 0 | 6.69
RE0780 | Exterior Walls | Walls Above Grade | Walls-Wood Frame - Wall Assembly (Multi-Family) | Walls-Wood Frame - Wall Assembly | Multifamily | Exterior Enclosure | Shell | Exterior Walls | Wall Assembly |  | 2 | 19 | [11 empty] | 0.052 | ASHRAE 90.2 | $/ft2 | 0 | 0 | 7.6
RE0781 | Exterior Walls | Walls Above Grade | Walls-Wood Frame - Wall Assembly (Multi-Family) | Walls-Wood Frame - Wall Assembly | Multifamily | Exterior Enclosure | Shell | Exterior Walls | Wall Assembly |  | 3 | 13 | [11 empty] | 0.064 | ASHRAE 90.2 | $/ft2 | 0 | 0 | 7.14
RE0782 | Exterior Walls | Walls Above Grade | Walls-Wood Frame - Wall Assembly (Multi-Family) | Walls-Wood Frame - Wall Assembly | Multifamily | Exterior Enclosure | Shell | Exterior Walls | Wall Assembly |  | 3 | 19 | [11 empty] | 0.05 | ASHRAE 90.2 | $/ft2 | 0 | 0 | 8.09
RE0783 | Exterior Walls | Walls Above Grade | Walls-Wood Frame - Wall Assembly (Multi-Family) | Walls-Wood Frame - Wall Assembly | Multifamily | Exterior Enclosure | Shell | Exterior Walls | Wall Assembly |  | 3 | 13 | [11 empty] | 0.063 | ASHRAE 90.2 | $/ft2 | 0 | 0 | 6.85
RE0784 | Exterior Walls | Walls Above Grade | Walls-Wood Frame - Wall Assembly (Multi-Family) | Walls-Wood Frame - Wall Assembly | Multifamily | Exterior Enclosure | Shell | Exterior Walls | Wall Assembly |  | 3 | 19 | [11 empty] | 0.049 | ASHRAE 90.2 | $/ft2 | 0 | 0 | 7.76
RE0785 | Exterior Walls | Walls Above Grade | Walls-Wood Frame - Wall Assembly (Multi-Family) | Walls-Wood Frame - Wall Assembly | Multifamily | Exterior Enclosure | Shell | Exterior Walls | Wall Assembly |  | 4 | 13 | [11 empty] | 0.06 | ASHRAE 90.2 | $/ft2 | 0 | 0 | 7.2
RE0786 | Exterior Walls | Walls Above Grade | Walls-Wood Frame - Wall Assembly (Multi-Family) | Walls-Wood Frame - Wall Assembly | Multifamily | Exterior Enclosure | Shell | Exterior Walls | Wall Assembly |  | 4 | 19 | [11 empty] | 0.047 | ASHRAE 90.2 | $/ft2 | 0 | 0 | 8.17
RE0787 | Exterior Walls | Walls Above Grade | Walls-Wood Frame - Wall Assembly (Multi-Family) | Walls-Wood Frame - Wall Assembly | Multifamily | Exterior Enclosure | Shell | Exterior Walls | Wall Assembly |  | 4 | 13 | [11 empty] | 0.059 | ASHRAE 90.2 | $/ft2 | 0 | 0 | 6.94
RE0788 | Exterior Walls | Walls Above Grade | Walls-Wood Frame - Wall Assembly (Multi-Family) | Walls-Wood Frame - Wall Assembly | Multifamily | Exterior Enclosure | Shell | Exterior Walls | Wall Assembly |  | 4 | 19 | [11 empty] | 0.046 | ASHRAE 90.2 | $/ft2 | 0 | 0 | 7.84
RE0789 | Exterior Walls | Walls Above Grade | Walls-Wood Frame - Wall Assembly (Multi-Family) | Walls-Wood Frame - Wall Assembly | Multifamily | Exterior Enclosure | Shell | Exterior Walls | Wall Assembly |  | 3 | 13 | [11 empty] | 0.064 | ASHRAE 90.2 | $/ft2 | 0 | 0 | 7.47
RE0790 | Exterior Walls | Walls Above Grade | Walls-Wood Frame - Wall Assembly (Multi-Family) | Walls-Wood Frame - Wall Assembly | Multifamily | Exterior Enclosure | Shell | Exterior Walls | Wall Assembly |  | 3 | 19 | [11 empty] | 0.05 | ASHRAE 90.2 | $/ft2 | 0 | 0 | 8.37
RE0791 | Exterior Walls | Walls Above Grade | Walls-Wood Frame - Wall Assembly (Multi-Family) | Walls-Wood Frame - Wall Assembly | Multifamily | Exterior Enclosure | Shell | Exterior Walls | Wall Assembly |  | 3 | 13 | [11 empty] | 0.063 | ASHRAE 90.2 | $/ft2 | 0 | 0 | 7.17
RE0792 | Exterior Walls | Walls Above Grade | Walls-Wood Frame - Wall Assembly (Multi-Family) | Walls-Wood Frame - Wall Assembly | Multifamily | Exterior Enclosure | Shell | Exterior Walls | Wall Assembly |  | 3 | 19 | [11 empty] | 0.049 | ASHRAE 90.2 | $/ft2 | 0 | 0 | 8.03
RE0793 | Exterior Walls | Walls Above Grade | Walls-Wood Frame - Wall Assembly (Multi-Family) | Walls-Wood Frame - Wall Assembly | Multifamily | Exterior Enclosure | Shell | Exterior Walls | Wall Assembly |  | 4.5 | 13 | [11 empty] | 0.058 | ASHRAE 90.2 | $/ft2 | 0 | 0 | 7.54
RE0794 | Exterior Walls | Walls Above Grade | Walls-Wood Frame - Wall Assembly (Multi-Family) | Walls-Wood Frame - Wall Assembly | Multifamily | Exterior Enclosure | Shell | Exterior Walls | Wall Assembly |  | 4.5 | 19 | [11 empty] | 0.046 | ASHRAE 90.2 | $/ft2 | 0 | 0 | 8.5
RE0795 | Exterior Walls | Walls Above Grade | Walls-Wood Frame - Wall Assembly (Multi-Family) | Walls-Wood Frame - Wall Assembly | Multifamily | Exterior Enclosure | Shell | Exterior Walls | Wall Assembly |  | 4.5 | 13 | [11 empty] | 0.057 | ASHRAE 90.2 | $/ft2 | 0 | 0 | 7.26
RE0796 | Exterior Walls | Walls Above Grade | Walls-Wood Frame - Wall Assembly (Multi-Family) | Walls-Wood Frame - Wall Assembly | Multifamily | Exterior Enclosure | Shell | Exterior Walls | Wall Assembly |  | 4.5 | 19 | [11 empty] | 0.045 | ASHRAE 90.2 | $/ft2 | 0 | 0 | 8.17
RE0797 | Exterior Walls | Walls Above Grade | Walls-Wood Frame - Wall Assembly (Multi-Family) | Walls-Wood Frame - Wall Assembly | Multifamily | Exterior Enclosure | Shell | Exterior Walls | Wall Assembly |  | 6 | 13 | [11 empty] | 0.053 | ASHRAE 90.2 | $/ft2 | 0 | 0 | 7.8
RE0798 | Exterior Walls | Walls Above Grade | Walls-Wood Frame - Wall Assembly (Multi-Family) | Walls-Wood Frame - Wall Assembly | Multifamily | Exterior Enclosure | Shell | Exterior Walls | Wall Assembly |  | 6 | 19 | [11 empty] | 0.043 | ASHRAE 90.2 | $/ft2 | 0 | 0 | 8.7
RE0799 | Exterior Walls | Walls Above Grade | Walls-Wood Frame - Wall Assembly (Multi-Family) | Walls-Wood Frame - Wall Assembly | Multifamily | Exterior Enclosure | Shell | Exterior Walls | Wall Assembly |  | 6 | 13 | [11 empty] | 0.052 | ASHRAE 90.2 | $/ft2 | 0 | 0 | 7.49
RE0800 | Exterior Walls | Walls Above Grade | Walls-Wood Frame - Wall Assembly (Multi-Family) | Walls-Wood Frame - Wall Assembly | Multifamily | Exterior Enclosure | Shell | Exterior Walls | Wall Assembly |  | 6 | 19 | [11 empty] | 0.042 | ASHRAE 90.2 | $/ft2 | 0 | 0 | 8.35
RE0701 | Exterior Walls | Walls Above Grade | Walls-Wood Frame - Wall Assembly (Multi-Family) | Walls-Wood Frame - Wall Assembly | Multifamily | Exterior Enclosure | Shell | Exterior Walls | Wall Assembly |  | 3 | 13 | [11 empty] | 0.063 | ASHRAE 90.2 | $/ft2 | 0 | 0 | 6.77
RE0702 | Exterior Walls | Walls Above Grade | Walls-Wood Frame - Wall Assembly (Multi-Family) | Walls-Wood Frame - Wall Assembly | Multifamily | Exterior Enclosure | Shell | Exterior Walls | Wall Assembly |  | 3 | 15 | [11 empty] | 0.059 | ASHRAE 90.2 | $/ft2 | 0 | 0 | 7.01
RE0703 | Exterior Walls | Walls Above Grade | Walls-Wood Frame - Wall Assembly (Multi-Family) | Walls-Wood Frame - Wall Assembly | Multifamily | Exterior Enclosure | Shell | Exterior Walls | Wall Assembly |  | 3 | 19 | [11 empty] | 0.049 | ASHRAE 90.2 | $/ft2 | 0 | 0 | 7.61
RE0704 | Exterior Walls | Walls Above Grade | Walls-Wood Frame - Wall Assembly (Multi-Family) | Walls-Wood Frame - Wall Assembly | Multifamily | Exterior Enclosure | Shell | Exterior Walls | Wall Assembly |  | 3 | 21 | [11 empty] | 0.046 | ASHRAE 90.2 | $/ft2 | 0 | 0 | 7.76
RE0705 | Exterior Walls | Walls Above Grade | Walls-Wood Frame - Wall Assembly (Multi-Family) | Walls-Wood Frame - Wall Assembly | Multifamily | Exterior Enclosure | Shell | Exterior Walls | Wall Assembly |  | 4.5 | 11 | [11 empty] | 0.062 | ASHRAE 90.2 | $/ft2 | 0 | 0 | 7.06
RE0706 | Exterior Walls | Walls Above Grade | Walls-Wood Frame - Wall Assembly (Multi-Family) | Walls-Wood Frame - Wall Assembly | Multifamily | Exterior Enclosure | Shell | Exterior Walls | Wall Assembly |  | 4.5 | 13 | [11 empty] | 0.058 | ASHRAE 90.2 | $/ft2 | 0 | 0 | 7.14
RE0707 | Exterior Walls | Walls Above Grade | Walls-Wood Frame - Wall Assembly (Multi-Family) | Walls-Wood Frame - Wall Assembly | Multifamily | Exterior Enclosure | Shell | Exterior Walls | Wall Assembly |  | 4.5 | 15 | [11 empty] | 0.055 | ASHRAE 90.2 | $/ft2 | 0 | 0 | 7.37
RE0708 | Exterior Walls | Walls Above Grade | Walls-Wood Frame - Wall Assembly (Multi-Family) | Walls-Wood Frame - Wall Assembly | Multifamily | Exterior Enclosure | Shell | Exterior Walls | Wall Assembly |  | 4.5 | 19 | [11 empty] | 0.046 | ASHRAE 90.2 | $/ft2 | 0 | 0 | 8.06
RE0709 | Exterior Walls | Walls Above Grade | Walls-Wood Frame - Wall Assembly (Multi-Family) | Walls-Wood Frame - Wall Assembly | Multifamily | Exterior Enclosure | Shell | Exterior Walls | Wall Assembly |  | 4.5 | 21 | [11 empty] | 0.045 | ASHRAE 90.2 | $/ft2 | 0 | 0 | 8.24
RE0710 | Exterior Walls | Walls Above Grade | Walls-Wood Frame - Wall Assembly (Multi-Family) | Walls-Wood Frame - Wall Assembly | Multifamily | Exterior Enclosure | Shell | Exterior Walls | Wall Assembly |  | 4.5 | 11 | [11 empty] | 0.061 | ASHRAE 90.2 | $/ft2 | 0 | 0 | 6.79
RE0711 | Exterior Walls | Walls Above Grade | Walls-Wood Frame - Wall Assembly (Multi-Family) | Walls-Wood Frame - Wall Assembly | Multifamily | Exterior Enclosure | Shell | Exterior Walls | Wall Assembly |  | 4.5 | 13 | [11 empty] | 0.057 | ASHRAE 90.2 | $/ft2 | 0 | 0 | 6.85
RE0712 | Exterior Walls | Walls Above Grade | Walls-Wood Frame - Wall Assembly (Multi-Family) | Walls-Wood Frame - Wall Assembly | Multifamily | Exterior Enclosure | Shell | Exterior Walls | Wall Assembly |  | 4.5 | 15 | [11 empty] | 0.054 | ASHRAE 90.2 | $/ft2 | 0 | 0 | 7.1
RE0713 | Exterior Walls | Walls Above Grade | Walls-Wood Frame - Wall Assembly (Multi-Family) | Walls-Wood Frame - Wall Assembly | Multifamily | Exterior Enclosure | Shell | Exterior Walls | Wall Assembly |  | 4.5 | 19 | [11 empty] | 0.045 | ASHRAE 90.2 | $/ft2 | 0 | 0 | 7.73
RE0714 | Exterior Walls | Walls Above Grade | Walls-Wood Frame - Wall Assembly (Multi-Family) | Walls-Wood Frame - Wall Assembly | Multifamily | Exterior Enclosure | Shell | Exterior Walls | Wall Assembly |  | 4.5 | 21 | [11 empty] | 0.043 | ASHRAE 90.2 | $/ft2 | 0 | 0 | 7.91
RE0715 | Exterior Walls | Walls Above Grade | Walls-Wood Frame - Wall Assembly (Multi-Family) | Walls-Wood Frame - Wall Assembly | Multifamily | Exterior Enclosure | Shell | Exterior Walls | Wall Assembly |  | 6 | 11 | [11 empty] | 0.057 | ASHRAE 90.2 | $/ft2 | 0 | 0 | 7.31
RE0716 | Exterior Walls | Walls Above Grade | Walls-Wood Frame - Wall Assembly (Multi-Family) | Walls-Wood Frame - Wall Assembly | Multifamily | Exterior Enclosure | Shell | Exterior Walls | Wall Assembly |  | 6 | 13 | [11 empty] | 0.053 | ASHRAE 90.2 | $/ft2 | 0 | 0 | 7.4
RE0717 | Exterior Walls | Walls Above Grade | Walls-Wood Frame - Wall Assembly (Multi-Family) | Walls-Wood Frame - Wall Assembly | Multifamily | Exterior Enclosure | Shell | Exterior Walls | Wall Assembly |  | 6 | 15 | [11 empty] | 0.05 | ASHRAE 90.2 | $/ft2 | 0 | 0 | 7.62
RE0718 | Exterior Walls | Walls Above Grade | Walls-Wood Frame - Wall Assembly (Multi-Family) | Walls-Wood Frame - Wall Assembly | Multifamily | Exterior Enclosure | Shell | Exterior Walls | Wall Assembly |  | 6 | 19 | [11 empty] | 0.043 | ASHRAE 90.2 | $/ft2 | 0 | 0 | 8.27
RE0719 | Exterior Walls | Walls Above Grade | Walls-Wood Frame - Wall Assembly (Multi-Family) | Walls-Wood Frame - Wall Assembly | Multifamily | Exterior Enclosure | Shell | Exterior Walls | Wall Assembly |  | 6 | 21 | [11 empty] | 0.041 | ASHRAE 90.2 | $/ft2 | 0 | 0 | 8.43
RE0720 | Exterior Walls | Walls Above Grade | Walls-Wood Frame - Wall Assembly (Multi-Family) | Walls-Wood Frame - Wall Assembly | Multifamily | Exterior Enclosure | Shell | Exterior Walls | Wall Assembly |  | 6 | 11 | [11 empty] | 0.056 | ASHRAE 90.2 | $/ft2 | 0 | 0 | 7.01
RE0721 | Exterior Walls | Walls Above Grade | Walls-Wood Frame - Wall Assembly (Multi-Family) | Walls-Wood Frame - Wall Assembly | Multifamily | Exterior Enclosure | Shell | Exterior Walls | Wall Assembly |  | 6 | 13 | [11 empty] | 0.052 | ASHRAE 90.2 | $/ft2 | 0 | 0 | 7.09
RE0722 | Exterior Walls | Walls Above Grade | Walls-Wood Frame - Wall Assembly (Multi-Family) | Walls-Wood Frame - Wall Assembly | Multifamily | Exterior Enclosure | Shell | Exterior Walls | Wall Assembly |  | 6 | 15 | [11 empty] | 0.049 | ASHRAE 90.2 | $/ft2 | 0 | 0 | 7.31
RE0723 | Exterior Walls | Walls Above Grade | Walls-Wood Frame - Wall Assembly (Multi-Family) | Walls-Wood Frame - Wall Assembly | Multifamily | Exterior Enclosure | Shell | Exterior Walls | Wall Assembly |  | 6 | 19 | [11 empty] | 0.049 | ASHRAE 90.2 | $/ft2 | 0 | 0 | 7.92
RE0724 | Exterior Walls | Walls Above Grade | Walls-Wood Frame - Wall Assembly (Multi-Family) | Walls-Wood Frame - Wall Assembly | Multifamily | Exterior Enclosure | Shell | Exterior Walls | Wall Assembly |  | 6 | 21 | [11 empty] | 0.021 | ASHRAE 90.2 | $/ft2 | 0 | 0 | 8.08
RE0725 | Exterior Walls | Walls Above Grade | Walls-Wood Frame - Wall Assembly (Multi-Family) | Walls-Wood Frame - Wall Assembly | Multifamily | Exterior Enclosure | Shell | Exterior Walls | Wall Assembly |  | 3.2 | 11 | [11 empty] | 0.068 | ASHRAE 90.2 | $/ft2 | 0 | 0 | 6.99
RE0726 | Exterior Walls | Walls Above Grade | Walls-Wood Frame - Wall Assembly (Multi-Family) | Walls-Wood Frame - Wall Assembly | Multifamily | Exterior Enclosure | Shell | Exterior Walls | Wall Assembly |  | 3.2 | 13 | [11 empty] | 0.064 | ASHRAE 90.2 | $/ft2 | 0 | 0 | 7.07
RE0727 | Exterior Walls | Walls Above Grade | Walls-Wood Frame - Wall Assembly (Multi-Family) | Walls-Wood Frame - Wall Assembly | Multifamily | Exterior Enclosure | Shell | Exterior Walls | Wall Assembly |  | 3.2 | 15 | [11 empty] | 0.06 | ASHRAE 90.2 | $/ft2 | 0 | 0 | 7.29
RE0728 | Exterior Walls | Walls Above Grade | Walls-Wood Frame - Wall Assembly (Multi-Family) | Walls-Wood Frame - Wall Assembly | Multifamily | Exterior Enclosure | Shell | Exterior Walls | Wall Assembly |  | 3.2 | 19 | [11 empty] | 0.049 | ASHRAE 90.2 | $/ft2 | 0 | 0 | 8.22
RE0729 | Exterior Walls | Walls Above Grade | Walls-Wood Frame - Wall Assembly (Multi-Family) | Walls-Wood Frame - Wall Assembly | Multifamily | Exterior Enclosure | Shell | Exterior Walls | Wall Assembly |  | 3.2 | 21 | [11 empty] | 0.047 | ASHRAE 90.2 | $/ft2 | 0 | 0 | 8.39
RE0730 | Exterior Walls | Walls Above Grade | Walls-Wood Frame - Wall Assembly (Multi-Family) | Walls-Wood Frame - Wall Assembly | Multifamily | Exterior Enclosure | Shell | Exterior Walls | Wall Assembly |  | 3.2 | 11 | [11 empty] | 0.067 | ASHRAE 90.2 | $/ft2 | 0 | 0 | 6.67
RE0731 | Exterior Walls | Walls Above Grade | Walls-Wood Frame - Wall Assembly (Multi-Family) | Walls-Wood Frame - Wall Assembly | Multifamily | Exterior Enclosure | Shell | Exterior Walls | Wall Assembly |  | 3.2 | 13 | [11 empty] | 0.062 | ASHRAE 90.2 | $/ft2 | 0 | 0 | 6.75
RE0732 | Exterior Walls | Walls Above Grade | Walls-Wood Frame - Wall Assembly (Multi-Family) | Walls-Wood Frame - Wall Assembly | Multifamily | Exterior Enclosure | Shell | Exterior Walls | Wall Assembly |  | 3.2 | 15 | [11 empty] | 0.058 | ASHRAE 90.2 | $/ft2 | 0 | 0 | 6.98
RE0733 | Exterior Walls | Walls Above Grade | Walls-Wood Frame - Wall Assembly (Multi-Family) | Walls-Wood Frame - Wall Assembly | Multifamily | Exterior Enclosure | Shell | Exterior Walls | Wall Assembly |  | 3.2 | 19 | [11 empty] | 0.048 | ASHRAE 90.2 | $/ft2 | 0 | 0 | 7.86
RE0734 | Exterior Walls | Walls Above Grade | Walls-Wood Frame - Wall Assembly (Multi-Family) | Walls-Wood Frame - Wall Assembly | Multifamily | Exterior Enclosure | Shell | Exterior Walls | Wall Assembly |  | 3.2 | 21 | [11 empty] | 0.046 | ASHRAE 90.2 | $/ft2 | 0 | 0 | 8.02
RE0735 | Exterior Walls | Walls Above Grade | Walls-Wood Frame - Wall Assembly (Multi-Family) | Walls-Wood Frame - Wall Assembly | Multifamily | Exterior Enclosure | Shell | Exterior Walls | Wall Assembly |  | 5 | 11 | [11 empty] | 0.06 | ASHRAE 90.2 | $/ft2 | 0 | 0 | 7.57
RE0736 | Exterior Walls | Walls Above Grade | Walls-Wood Frame - Wall Assembly (Multi-Family) | Walls-Wood Frame - Wall Assembly | Multifamily | Exterior Enclosure | Shell | Exterior Walls | Wall Assembly |  | 5 | 13 | [11 empty] | 0.057 | ASHRAE 90.2 | $/ft2 | 0 | 0 | 7.64
RE0737 | Exterior Walls | Walls Above Grade | Walls-Wood Frame - Wall Assembly (Multi-Family) | Walls-Wood Frame - Wall Assembly | Multifamily | Exterior Enclosure | Shell | Exterior Walls | Wall Assembly |  | 5 | 15 | [11 empty] | 0.053 | ASHRAE 90.2 | $/ft2 | 0 | 0 | 7.88
RE0738 | Exterior Walls | Walls Above Grade | Walls-Wood Frame - Wall Assembly (Multi-Family) | Walls-Wood Frame - Wall Assembly | Multifamily | Exterior Enclosure | Shell | Exterior Walls | Wall Assembly |  | 5 | 19 | [11 empty] | 0.045 | ASHRAE 90.2 | $/ft2 | 0 | 0 | 8.83
RE0739 | Exterior Walls | Walls Above Grade | Walls-Wood Frame - Wall Assembly (Multi-Family) | Walls-Wood Frame - Wall Assembly | Multifamily | Exterior Enclosure | Shell | Exterior Walls | Wall Assembly |  | 5 | 21 | [11 empty] | 0.043 | ASHRAE 90.2 | $/ft2 | 0 | 0 | 8.99
RE0740 | Exterior Walls | Walls Above Grade | Walls-Wood Frame - Wall Assembly (Multi-Family) | Walls-Wood Frame - Wall Assembly | Multifamily | Exterior Enclosure | Shell | Exterior Walls | Wall Assembly |  | 5 | 11 | [11 empty] | 0.06 | ASHRAE 90.2 | $/ft2 | 0 | 0 | 7.15
RE0741 | Exterior Walls | Walls Above Grade | Walls-Wood Frame - Wall Assembly (Multi-Family) | Walls-Wood Frame - Wall Assembly | Multifamily | Exterior Enclosure | Shell | Exterior Walls | Wall Assembly |  | 5 | 13 | [11 empty] | 0.056 | ASHRAE 90.2 | $/ft2 | 0 | 0 | 7.22
RE0742 | Exterior Walls | Walls Above Grade | Walls-Wood Frame - Wall Assembly (Multi-Family) | Walls-Wood Frame - Wall Assembly | Multifamily | Exterior Enclosure | Shell | Exterior Walls | Wall Assembly |  | 5 | 15 | [11 empty] | 0.052 | ASHRAE 90.2 | $/ft2 | 0 | 0 | 7.46
RE0743 | Exterior Walls | Walls Above Grade | Walls-Wood Frame - Wall Assembly (Multi-Family) | Walls-Wood Frame - Wall Assembly | Multifamily | Exterior Enclosure | Shell | Exterior Walls | Wall Assembly |  | 5 | 19 | [11 empty] | 0.044 | ASHRAE 90.2 | $/ft2 | 0 | 0 | 8.38
RE0744 | Exterior Walls | Walls Above Grade | Walls-Wood Frame - Wall Assembly (Multi-Family) | Walls-Wood Frame - Wall Assembly | Multifamily | Exterior Enclosure | Shell | Exterior Walls | Wall Assembly |  | 5 | 21 | [11 empty] | 0.042 | ASHRAE 90.2 | $/ft2 | 0 | 0 | 8.55
RE0745 | Exterior Walls | Walls Above Grade | Walls-Wood Frame - Wall Assembly (Multi-Family) | Walls-Wood Frame - Wall Assembly | Multifamily | Exterior Enclosure | Shell | Exterior Walls | Wall Assembly |  | 6.5 | 11 | [11 empty] | 0.055 | ASHRAE 90.2 | $/ft2 | 0 | 0 | 7.82
RE0746 | Exterior Walls | Walls Above Grade | Walls-Wood Frame - Wall Assembly (Multi-Family) | Walls-Wood Frame - Wall Assembly | Multifamily | Exterior Enclosure | Shell | Exterior Walls | Wall Assembly |  | 6.5 | 13 | [11 empty] | 0.052 | ASHRAE 90.2 | $/ft2 | 0 | 0 | 7.9
RE0747 | Exterior Walls | Walls Above Grade | Walls-Wood Frame - Wall Assembly (Multi-Family) | Walls-Wood Frame - Wall Assembly | Multifamily | Exterior Enclosure | Shell | Exterior Walls | Wall Assembly |  | 6.5 | 15 | [11 empty] | 0.049 | ASHRAE 90.2 | $/ft2 | 0 | 0 | 8.12
RE0748 | Exterior Walls | Walls Above Grade | Walls-Wood Frame - Wall Assembly (Multi-Family) | Walls-Wood Frame - Wall Assembly | Multifamily | Exterior Enclosure | Shell | Exterior Walls | Wall Assembly |  | 6.5 | 19 | [11 empty] | 0.042 | ASHRAE 90.2 | $/ft2 | 0 | 0 | 9.08
RE0749 | Exterior Walls | Walls Above Grade | Walls-Wood Frame - Wall Assembly (Multi-Family) | Walls-Wood Frame - Wall Assembly | Multifamily | Exterior Enclosure | Shell | Exterior Walls | Wall Assembly |  | 6.5 | 21 | [11 empty] | 0.04 | ASHRAE 90.2 | $/ft2 | 0 | 0 | 9.24
RE0750 | Exterior Walls | Walls Above Grade | Walls-Wood Frame - Wall Assembly (Multi-Family) | Walls-Wood Frame - Wall Assembly | Multifamily | Exterior Enclosure | Shell | Exterior Walls | Wall Assembly |  | 6.5 | 11 | [11 empty] | 0.055 | ASHRAE 90.2 | $/ft2 | 0 | 0 | 7.41
RE0651 | Exterior Walls | Walls Above Grade | Walls-Wood Frame - Wall Assembly (Multi-Family) | Walls-Wood Frame - Wall Assembly | Multifamily | Exterior Enclosure | Shell | Exterior Walls | Wall Assembly |  |  | 13 | [11 empty] | 0.08 | ASHRAE 90.2 | $/ft2 | 0 | 0 | 6.16
RE0652 | Exterior Walls | Walls Above Grade | Walls-Wood Frame - Wall Assembly (Multi-Family) | Walls-Wood Frame - Wall Assembly | Multifamily | Exterior Enclosure | Shell | Exterior Walls | Wall Assembly |  |  | 15 | [11 empty] | 0.074 | ASHRAE 90.2 | $/ft2 | 0 | 0 | 6.39
RE0653 | Exterior Walls | Walls Above Grade | Walls-Wood Frame - Wall Assembly (Multi-Family) | Walls-Wood Frame - Wall Assembly | Multifamily | Exterior Enclosure | Shell | Exterior Walls | Wall Assembly |  |  | 19 | [11 empty] | 0.059 | ASHRAE 90.2 | $/ft2 | 0 | 0 | 7.04
RE0654 | Exterior Walls | Walls Above Grade | Walls-Wood Frame - Wall Assembly (Multi-Family) | Walls-Wood Frame - Wall Assembly | Multifamily | Exterior Enclosure | Shell | Exterior Walls | Wall Assembly |  |  | 21 | [11 empty] | 0.056 | ASHRAE 90.2 | $/ft2 | 0 | 0 | 7.2
RE0655 | Exterior Walls | Walls Above Grade | Walls-Wood Frame - Wall Assembly (Multi-Family) | Walls-Wood Frame - Wall Assembly | Multifamily | Exterior Enclosure | Shell | Exterior Walls | Wall Assembly |  | 5 | 11 | [11 empty] | 0.06 | ASHRAE 90.2 | $/ft2 | 0 | 0 | 6.96
RE0656 | Exterior Walls | Walls Above Grade | Walls-Wood Frame - Wall Assembly (Multi-Family) | Walls-Wood Frame - Wall Assembly | Multifamily | Exterior Enclosure | Shell | Exterior Walls | Wall Assembly |  | 5 | 13 | [11 empty] | 0.057 | ASHRAE 90.2 | $/ft2 | 0 | 0 | 7.04
RE0657 | Exterior Walls | Walls Above Grade | Walls-Wood Frame - Wall Assembly (Multi-Family) | Walls-Wood Frame - Wall Assembly | Multifamily | Exterior Enclosure | Shell | Exterior Walls | Wall Assembly |  | 5 | 15 | [11 empty] | 0.053 | ASHRAE 90.2 | $/ft2 | 0 | 0 | 7.27
RE0658 | Exterior Walls | Walls Above Grade | Walls-Wood Frame - Wall Assembly (Multi-Family) | Walls-Wood Frame - Wall Assembly | Multifamily | Exterior Enclosure | Shell | Exterior Walls | Wall Assembly |  | 5 | 19 | [11 empty] | 0.045 | ASHRAE 90.2 | $/ft2 | 0 | 0 | 8.85
RE0659 | Exterior Walls | Walls Above Grade | Walls-Wood Frame - Wall Assembly (Multi-Family) | Walls-Wood Frame - Wall Assembly | Multifamily | Exterior Enclosure | Shell | Exterior Walls | Wall Assembly |  | 5 | 21 | [11 empty] | 0.043 | ASHRAE 90.2 | $/ft2 | 0 | 0 | 9.01
RE0660 | Exterior Walls | Walls Above Grade | Walls-Wood Frame - Wall Assembly (Multi-Family) | Walls-Wood Frame - Wall Assembly | Multifamily | Exterior Enclosure | Shell | Exterior Walls | Wall Assembly |  | 5 | 11 | [11 empty] | 0.06 | ASHRAE 90.2 | $/ft2 | 0 | 0 | 6.56
RE0661 | Exterior Walls | Walls Above Grade | Walls-Wood Frame - Wall Assembly (Multi-Family) | Walls-Wood Frame - Wall Assembly | Multifamily | Exterior Enclosure | Shell | Exterior Walls | Wall Assembly |  | 5 | 13 | [11 empty] | 0.056 | ASHRAE 90.2 | $/ft2 | 0 | 0 | 6.63
RE0662 | Exterior Walls | Walls Above Grade | Walls-Wood Frame - Wall Assembly (Multi-Family) | Walls-Wood Frame - Wall Assembly | Multifamily | Exterior Enclosure | Shell | Exterior Walls | Wall Assembly |  | 5 | 15 | [11 empty] | 0.052 | ASHRAE 90.2 | $/ft2 | 0 | 0 | 6.86
RE0663 | Exterior Walls | Walls Above Grade | Walls-Wood Frame - Wall Assembly (Multi-Family) | Walls-Wood Frame - Wall Assembly | Multifamily | Exterior Enclosure | Shell | Exterior Walls | Wall Assembly |  | 5 | 19 | [11 empty] | 0.044 | ASHRAE 90.2 | $/ft2 | 0 | 0 | 8.45
RE0664 | Exterior Walls | Walls Above Grade | Walls-Wood Frame - Wall Assembly (Multi-Family) | Walls-Wood Frame - Wall Assembly | Multifamily | Exterior Enclosure | Shell | Exterior Walls | Wall Assembly |  | 5 | 21 | [11 empty] | 0.042 | ASHRAE 90.2 | $/ft2 | 0 | 0 | 8.61
RE0665 | Exterior Walls | Walls Above Grade | Walls-Wood Frame - Wall Assembly (Multi-Family) | Walls-Wood Frame - Wall Assembly | Multifamily | Exterior Enclosure | Shell | Exterior Walls | Wall Assembly |  | 2 | 11 | [11 empty] | 0.075 | ASHRAE 90.2 | $/ft2 | 0 | 0 | 6.48
RE0666 | Exterior Walls | Walls Above Grade | Walls-Wood Frame - Wall Assembly (Multi-Family) | Walls-Wood Frame - Wall Assembly | Multifamily | Exterior Enclosure | Shell | Exterior Walls | Wall Assembly |  | 2 | 13 | [11 empty] | 0.069 | ASHRAE 90.2 | $/ft2 | 0 | 0 | 6.55
RE0667 | Exterior Walls | Walls Above Grade | Walls-Wood Frame - Wall Assembly (Multi-Family) | Walls-Wood Frame - Wall Assembly | Multifamily | Exterior Enclosure | Shell | Exterior Walls | Wall Assembly |  | 2 | 15 | [11 empty] | 0.065 | ASHRAE 90.2 | $/ft2 | 0 | 0 | 6.78
RE0668 | Exterior Walls | Walls Above Grade | Walls-Wood Frame - Wall Assembly (Multi-Family) | Walls-Wood Frame - Wall Assembly | Multifamily | Exterior Enclosure | Shell | Exterior Walls | Wall Assembly |  | 2 | 19 | [11 empty] | 0.053 | ASHRAE 90.2 | $/ft2 | 0 | 0 | 7.48
RE0669 | Exterior Walls | Walls Above Grade | Walls-Wood Frame - Wall Assembly (Multi-Family) | Walls-Wood Frame - Wall Assembly | Multifamily | Exterior Enclosure | Shell | Exterior Walls | Wall Assembly |  | 2 | 21 | [11 empty] | 0.05 | ASHRAE 90.2 | $/ft2 | 0 | 0 | 7.65
RE0670 | Exterior Walls | Walls Above Grade | Walls-Wood Frame - Wall Assembly (Multi-Family) | Walls-Wood Frame - Wall Assembly | Multifamily | Exterior Enclosure | Shell | Exterior Walls | Wall Assembly |  | 2 | 11 | [11 empty] | 0.073 | ASHRAE 90.2 | $/ft2 | 0 | 0 | 6.21
RE0671 | Exterior Walls | Walls Above Grade | Walls-Wood Frame - Wall Assembly (Multi-Family) | Walls-Wood Frame - Wall Assembly | Multifamily | Exterior Enclosure | Shell | Exterior Walls | Wall Assembly |  | 2 | 13 | [11 empty] | 0.068 | ASHRAE 90.2 | $/ft2 | 0 | 0 | 6.28
RE0672 | Exterior Walls | Walls Above Grade | Walls-Wood Frame - Wall Assembly (Multi-Family) | Walls-Wood Frame - Wall Assembly | Multifamily | Exterior Enclosure | Shell | Exterior Walls | Wall Assembly |  | 2 | 15 | [11 empty] | 0.063 | ASHRAE 90.2 | $/ft2 | 0 | 0 | 6.53
RE0673 | Exterior Walls | Walls Above Grade | Walls-Wood Frame - Wall Assembly (Multi-Family) | Walls-Wood Frame - Wall Assembly | Multifamily | Exterior Enclosure | Shell | Exterior Walls | Wall Assembly |  | 2 | 19 | [11 empty] | 0.052 | ASHRAE 90.2 | $/ft2 | 0 | 0 | 7.16
RE0674 | Exterior Walls | Walls Above Grade | Walls-Wood Frame - Wall Assembly (Multi-Family) | Walls-Wood Frame - Wall Assembly | Multifamily | Exterior Enclosure | Shell | Exterior Walls | Wall Assembly |  | 2 | 21 | [11 empty] | 0.049 | ASHRAE 90.2 | $/ft2 | 0 | 0 | 7.33
RE0675 | Exterior Walls | Walls Above Grade | Walls-Wood Frame - Wall Assembly (Multi-Family) | Walls-Wood Frame - Wall Assembly | Multifamily | Exterior Enclosure | Shell | Exterior Walls | Wall Assembly |  | 3 | 11 | [11 empty] | 0.069 | ASHRAE 90.2 | $/ft2 | 0 | 0 | 6.65
RE0676 | Exterior Walls | Walls Above Grade | Walls-Wood Frame - Wall Assembly (Multi-Family) | Walls-Wood Frame - Wall Assembly | Multifamily | Exterior Enclosure | Shell | Exterior Walls | Wall Assembly |  | 3 | 13 | [11 empty] | 0.064 | ASHRAE 90.2 | $/ft2 | 0 | 0 | 6.73
RE0677 | Exterior Walls | Walls Above Grade | Walls-Wood Frame - Wall Assembly (Multi-Family) | Walls-Wood Frame - Wall Assembly | Multifamily | Exterior Enclosure | Shell | Exterior Walls | Wall Assembly |  | 3 | 15 | [11 empty] | 0.061 | ASHRAE 90.2 | $/ft2 | 0 | 0 | 6.96
RE0678 | Exterior Walls | Walls Above Grade | Walls-Wood Frame - Wall Assembly (Multi-Family) | Walls-Wood Frame - Wall Assembly | Multifamily | Exterior Enclosure | Shell | Exterior Walls | Wall Assembly |  | 3 | 19 | [11 empty] | 0.05 | ASHRAE 90.2 | $/ft2 | 0 | 0 | 7.66
RE0679 | Exterior Walls | Walls Above Grade | Walls-Wood Frame - Wall Assembly (Multi-Family) | Walls-Wood Frame - Wall Assembly | Multifamily | Exterior Enclosure | Shell | Exterior Walls | Wall Assembly |  | 3 | 21 | [11 empty] | 0.048 | ASHRAE 90.2 | $/ft2 | 0 | 0 | 7.83
RE0680 | Exterior Walls | Walls Above Grade | Walls-Wood Frame - Wall Assembly (Multi-Family) | Walls-Wood Frame - Wall Assembly | Multifamily | Exterior Enclosure | Shell | Exterior Walls | Wall Assembly |  | 3 | 11 | [11 empty] | 0.068 | ASHRAE 90.2 | $/ft2 | 0 | 0 | 6.38
RE0681 | Exterior Walls | Walls Above Grade | Walls-Wood Frame - Wall Assembly (Multi-Family) | Walls-Wood Frame - Wall Assembly | Multifamily | Exterior Enclosure | Shell | Exterior Walls | Wall Assembly |  | 3 | 13 | [11 empty] | 0.063 | ASHRAE 90.2 | $/ft2 | 0 | 0 | 6.46
RE0682 | Exterior Walls | Walls Above Grade | Walls-Wood Frame - Wall Assembly (Multi-Family) | Walls-Wood Frame - Wall Assembly | Multifamily | Exterior Enclosure | Shell | Exterior Walls | Wall Assembly |  | 3 | 15 | [11 empty] | 0.059 | ASHRAE 90.2 | $/ft2 | 0 | 0 | 6.69
RE0683 | Exterior Walls | Walls Above Grade | Walls-Wood Frame - Wall Assembly (Multi-Family) | Walls-Wood Frame - Wall Assembly | Multifamily | Exterior Enclosure | Shell | Exterior Walls | Wall Assembly |  | 3 | 19 | [11 empty] | 0.049 | ASHRAE 90.2 | $/ft2 | 0 | 0 | 7.33
RE0684 | Exterior Walls | Walls Above Grade | Walls-Wood Frame - Wall Assembly (Multi-Family) | Walls-Wood Frame - Wall Assembly | Multifamily | Exterior Enclosure | Shell | Exterior Walls | Wall Assembly |  | 3 | 21 | [11 empty] | 0.046 | ASHRAE 90.2 | $/ft2 | 0 | 0 | 7.5
RE0685 | Exterior Walls | Walls Above Grade | Walls-Wood Frame - Wall Assembly (Multi-Family) | Walls-Wood Frame - Wall Assembly | Multifamily | Exterior Enclosure | Shell | Exterior Walls | Wall Assembly |  | 4 | 11 | [11 empty] | 0.064 | ASHRAE 90.2 | $/ft2 | 0 | 0 | 6.72
RE0686 | Exterior Walls | Walls Above Grade | Walls-Wood Frame - Wall Assembly (Multi-Family) | Walls-Wood Frame - Wall Assembly | Multifamily | Exterior Enclosure | Shell | Exterior Walls | Wall Assembly |  | 4 | 13 | [11 empty] | 0.06 | ASHRAE 90.2 | $/ft2 | 0 | 0 | 6.8
RE0687 | Exterior Walls | Walls Above Grade | Walls-Wood Frame - Wall Assembly (Multi-Family) | Walls-Wood Frame - Wall Assembly | Multifamily | Exterior Enclosure | Shell | Exterior Walls | Wall Assembly |  | 4 | 15 | [11 empty] | 0.057 | ASHRAE 90.2 | $/ft2 | 0 | 0 | 7.04
RE0688 | Exterior Walls | Walls Above Grade | Walls-Wood Frame - Wall Assembly (Multi-Family) | Walls-Wood Frame - Wall Assembly | Multifamily | Exterior Enclosure | Shell | Exterior Walls | Wall Assembly |  | 4 | 19 | [11 empty] | 0.047 | ASHRAE 90.2 | $/ft2 | 0 | 0 | 7.73
RE0689 | Exterior Walls | Walls Above Grade | Walls-Wood Frame - Wall Assembly (Multi-Family) | Walls-Wood Frame - Wall Assembly | Multifamily | Exterior Enclosure | Shell | Exterior Walls | Wall Assembly |  | 4 | 21 | [11 empty] | 0.045 | ASHRAE 90.2 | $/ft2 | 0 | 0 | 7.9
RE0690 | Exterior Walls | Walls Above Grade | Walls-Wood Frame - Wall Assembly (Multi-Family) | Walls-Wood Frame - Wall Assembly | Multifamily | Exterior Enclosure | Shell | Exterior Walls | Wall Assembly |  | 4 | 11 | [11 empty] | 0.063 | ASHRAE 90.2 | $/ft2 | 0 | 0 | 6.46
RE0691 | Exterior Walls | Walls Above Grade | Walls-Wood Frame - Wall Assembly (Multi-Family) | Walls-Wood Frame - Wall Assembly | Multifamily | Exterior Enclosure | Shell | Exterior Walls | Wall Assembly |  | 4 | 13 | [11 empty] | 0.059 | ASHRAE 90.2 | $/ft2 | 0 | 0 | 6.54
RE0692 | Exterior Walls | Walls Above Grade | Walls-Wood Frame - Wall Assembly (Multi-Family) | Walls-Wood Frame - Wall Assembly | Multifamily | Exterior Enclosure | Shell | Exterior Walls | Wall Assembly |  | 4 | 15 | [11 empty] | 0.055 | ASHRAE 90.2 | $/ft2 | 0 | 0 | 6.76
RE0693 | Exterior Walls | Walls Above Grade | Walls-Wood Frame - Wall Assembly (Multi-Family) | Walls-Wood Frame - Wall Assembly | Multifamily | Exterior Enclosure | Shell | Exterior Walls | Wall Assembly |  | 4 | 19 | [11 empty] | 0.046 | ASHRAE 90.2 | $/ft2 | 0 | 0 | 7.42
RE0694 | Exterior Walls | Walls Above Grade | Walls-Wood Frame - Wall Assembly (Multi-Family) | Walls-Wood Frame - Wall Assembly | Multifamily | Exterior Enclosure | Shell | Exterior Walls | Wall Assembly |  | 4 | 21 | [11 empty] | 0.044 | ASHRAE 90.2 | $/ft2 | 0 | 0 | 7.57
RE0695 | Exterior Walls | Walls Above Grade | Walls-Wood Frame - Wall Assembly (Multi-Family) | Walls-Wood Frame - Wall Assembly | Multifamily | Exterior Enclosure | Shell | Exterior Walls | Wall Assembly |  | 3 | 11 | [11 empty] | 0.069 | ASHRAE 90.2 | $/ft2 | 0 | 0 | 6.99
RE0696 | Exterior Walls | Walls Above Grade | Walls-Wood Frame - Wall Assembly (Multi-Family) | Walls-Wood Frame - Wall Assembly | Multifamily | Exterior Enclosure | Shell | Exterior Walls | Wall Assembly |  | 3 | 13 | [11 empty] | 0.064 | ASHRAE 90.2 | $/ft2 | 0 | 0 | 7.07
RE0697 | Exterior Walls | Walls Above Grade | Walls-Wood Frame - Wall Assembly (Multi-Family) | Walls-Wood Frame - Wall Assembly | Multifamily | Exterior Enclosure | Shell | Exterior Walls | Wall Assembly |  | 3 | 15 | [11 empty] | 0.061 | ASHRAE 90.2 | $/ft2 | 0 | 0 | 7.29
RE0698 | Exterior Walls | Walls Above Grade | Walls-Wood Frame - Wall Assembly (Multi-Family) | Walls-Wood Frame - Wall Assembly | Multifamily | Exterior Enclosure | Shell | Exterior Walls | Wall Assembly |  | 3 | 19 | [11 empty] | 0.05 | ASHRAE 90.2 | $/ft2 | 0 | 0 | 7.94
RE0699 | Exterior Walls | Walls Above Grade | Walls-Wood Frame - Wall Assembly (Multi-Family) | Walls-Wood Frame - Wall Assembly | Multifamily | Exterior Enclosure | Shell | Exterior Walls | Wall Assembly |  | 3 | 21 | [11 empty] | 0.048 | ASHRAE 90.2 | $/ft2 | 0 | 0 | 8.1
RE0700 | Exterior Walls | Walls Above Grade | Walls-Wood Frame - Wall Assembly (Multi-Family) | Walls-Wood Frame - Wall Assembly | Multifamily | Exterior Enclosure | Shell | Exterior Walls | Wall Assembly |  | 3 | 11 | [11 empty] | 0.068 | ASHRAE 90.2 | $/ft2 | 0 | 0 | 6.7
RE0601 | Roofs | Roofs | Roofs-Wood frame - Ceiling Assembly (Multi-Family) | Roofs-Wood frame - Ceiling Assembly | Multifamily | Superstructure | Shell | Roof Construction | Ceiling Assembly |  |  | 30C | [11 empty] | 0.034 | ASHRAE 90.2 | $/ft2 | 0 | 0 | 4.6
RE0602 | Roofs | Roofs | Roofs-Wood frame - Ceiling Assembly (Multi-Family) | Roofs-Wood frame - Ceiling Assembly | Multifamily | Superstructure | Shell | Roof Construction | Ceiling Assembly |  |  | 30 | [11 empty] | 0.034 | ASHRAE 90.2 | $/ft2 | 0 | 0 | 4.08
RE0603 | Roofs | Roofs | Roofs-Wood frame - Ceiling Assembly (Multi-Family) | Roofs-Wood frame - Ceiling Assembly | Multifamily | Superstructure | Shell | Roof Construction | Ceiling Assembly |  |  | 38C | [11 empty] | 0.027 | ASHRAE 90.2 | $/ft2 | 0 | 0 | 5.04
RE0604 | Roofs | Roofs | Roofs-Wood frame - Ceiling Assembly (Multi-Family) | Roofs-Wood frame - Ceiling Assembly | Multifamily | Superstructure | Shell | Roof Construction | Ceiling Assembly |  |  | 19 | [11 empty] | 0.051 | ASHRAE 90.2 | $/ft2 | 0 | 0 | 4.09
RE0605 | Roofs | Roofs | Roofs-Wood frame - Ceiling Assembly (Multi-Family) | Roofs-Wood frame - Ceiling Assembly | Multifamily | Superstructure | Shell | Roof Construction | Ceiling Assembly |  |  | 25 | [11 empty] | 0.04 | ASHRAE 90.2 | $/ft2 | 0 | 0 | 4.24
RE0606 | Roofs | Roofs | Roofs-Wood frame - Ceiling Assembly (Multi-Family) | Roofs-Wood frame - Ceiling Assembly | Multifamily | Superstructure | Shell | Roof Construction | Ceiling Assembly |  |  | 30 | [11 empty] | 0.035 | ASHRAE 90.2 | $/ft2 | 0 | 0 | 4.34
RE0607 | Roofs | Roofs | Roofs-Wood frame - Ceiling Assembly (Multi-Family) | Roofs-Wood frame - Ceiling Assembly | Multifamily | Superstructure | Shell | Roof Construction | Ceiling Assembly |  |  | 38 | [11 empty] | 0.03 | ASHRAE 90.2 | $/ft2 | 0 | 0 | 4.51
RE0608 | Roofs | Roofs | Roofs-Wood frame - Ceiling Assembly (Multi-Family) | Roofs-Wood frame - Ceiling Assembly | Multifamily | Superstructure | Shell | Roof Construction | Ceiling Assembly |  |  | 42 | [11 empty] | 0.028 | ASHRAE 90.2 | $/ft2 | 0 | 0 | 4.72
RE0609 | Roofs | Roofs | Roofs-Wood frame - Ceiling Assembly (Multi-Family) | Roofs-Wood frame - Ceiling Assembly | Multifamily | Superstructure | Shell | Roof Construction | Ceiling Assembly |  |  | 49 | [11 empty] | 0.026 | ASHRAE 90.2 | $/ft2 | 0 | 0 | 4.94
RE0610 | Roofs | Roofs | Roofs-Wood frame - Ceiling Assembly (Multi-Family) | Roofs-Wood frame - Ceiling Assembly | Multifamily | Superstructure | Shell | Roof Construction | Ceiling Assembly |  |  | 60 | [11 empty] | 0.024 | ASHRAE 90.2 | $/ft2 | 0 | 0 | 5.22
RE0611 | Roofs | Roofs | Roofs-Wood frame - Ceiling Assembly (Multi-Family) | Roofs-Wood frame - Ceiling Assembly | Multifamily | Superstructure | Shell | Roof Construction | Ceiling Assembly |  |  | 19 | [11 empty] | 0.049 | ASHRAE 90.2 | $/ft2 | 0 | 0 | 4.52
RE0612 | Roofs | Roofs | Roofs-Wood frame - Ceiling Assembly (Multi-Family) | Roofs-Wood frame - Ceiling Assembly | Multifamily | Superstructure | Shell | Roof Construction | Ceiling Assembly |  |  | 25 | [11 empty] | 0.038 | ASHRAE 90.2 | $/ft2 | 0 | 0 | 4.68
RE0613 | Roofs | Roofs | Roofs-Wood frame - Ceiling Assembly (Multi-Family) | Roofs-Wood frame - Ceiling Assembly | Multifamily | Superstructure | Shell | Roof Construction | Ceiling Assembly |  |  | 30 | [11 empty] | 0.032 | ASHRAE 90.2 | $/ft2 | 0 | 0 | 4.78
RE0614 | Roofs | Roofs | Roofs-Wood frame - Ceiling Assembly (Multi-Family) | Roofs-Wood frame - Ceiling Assembly | Multifamily | Superstructure | Shell | Roof Construction | Ceiling Assembly |  |  | 38 | [11 empty] | 0.025 | ASHRAE 90.2 | $/ft2 | 0 | 0 | 5.01
RE0615 | Roofs | Roofs | Roofs-Wood frame - Ceiling Assembly (Multi-Family) | Roofs-Wood frame - Ceiling Assembly | Multifamily | Superstructure | Shell | Roof Construction | Ceiling Assembly |  |  | 42 | [11 empty] | 0.023 | ASHRAE 90.2 | $/ft2 | 0 | 0 | 5.21
RE0616 | Roofs | Roofs | Roofs-Wood frame - Ceiling Assembly (Multi-Family) | Roofs-Wood frame - Ceiling Assembly | Multifamily | Superstructure | Shell | Roof Construction | Ceiling Assembly |  |  | 49 | [11 empty] | 0.02 | ASHRAE 90.2 | $/ft2 | 0 | 0 | 5.43
RE0617 | Roofs | Roofs | Roofs-Wood frame - Ceiling Assembly (Multi-Family) | Roofs-Wood frame - Ceiling Assembly | Multifamily | Superstructure | Shell | Roof Construction | Ceiling Assembly |  |  | 60 | [11 empty] | 0.017 | ASHRAE 90.2 | $/ft2 | 0 | 0 | 5.72
RE0618 | Roofs | Roofs | Roofs-Wood frame - Ceiling Assembly (Multi-Family) | Roofs-Wood frame - Ceiling Assembly | Multifamily | Superstructure | Shell | Roof Construction | Ceiling Assembly |  |  | 19 | [11 empty] | 0.052 | ASHRAE 90.2 | $/ft2 | 0 | 0 | 5.07
RE0619 | Roofs | Roofs | Roofs-Wood frame - Ceiling Assembly (Multi-Family) | Roofs-Wood frame - Ceiling Assembly | Multifamily | Superstructure | Shell | Roof Construction | Ceiling Assembly |  |  | 25 | [11 empty] | 0.041 | ASHRAE 90.2 | $/ft2 | 0 | 0 | 5.18
RE0620 | Roofs | Roofs | Roofs-Wood frame - Ceiling Assembly (Multi-Family) | Roofs-Wood frame - Ceiling Assembly | Multifamily | Superstructure | Shell | Roof Construction | Ceiling Assembly |  |  | 30 | [11 empty] | 0.034 | ASHRAE 90.2 | $/ft2 | 0 | 0 | 5.34
RE0621 | Roofs | Roofs | Roofs-Wood frame - Ceiling Assembly (Multi-Family) | Roofs-Wood frame - Ceiling Assembly | Multifamily | Superstructure | Shell | Roof Construction | Ceiling Assembly |  |  | 38 | [11 empty] | 0.027 | ASHRAE 90.2 | $/ft2 | 0 | 0 | 5.61
RE0622 | Roofs | Roofs | Roofs-Wood frame - Ceiling Assembly (Multi-Family) | Roofs-Wood frame - Ceiling Assembly | Multifamily | Superstructure | Shell | Roof Construction | Ceiling Assembly |  |  | 42 | [11 empty] | 0.025 | ASHRAE 90.2 | $/ft2 | 0 | 0 | 5.73
RE0623 | Roofs | Roofs | Roofs-Wood frame - Ceiling Assembly (Multi-Family) | Roofs-Wood frame - Ceiling Assembly | Multifamily | Superstructure | Shell | Roof Construction | Ceiling Assembly |  |  | 49 | [11 empty] | 0.022 | ASHRAE 90.2 | $/ft2 | 0 | 0 | 6.16
RE0624 | Roofs | Roofs | Roofs-Wood frame - Ceiling Assembly (Multi-Family) | Roofs-Wood frame - Ceiling Assembly | Multifamily | Superstructure | Shell | Roof Construction | Ceiling Assembly |  |  | 60 | [11 empty] | 0.018 | ASHRAE 90.2 | $/ft2 | 0 | 0 | 6.34
RE0625 | Roofs | Roofs | Roofs-Wood frame - Ceiling Assembly (Multi-Family) | Roofs-Wood frame - Ceiling Assembly | Multifamily | Superstructure | Shell | Roof Construction | Ceiling Assembly |  |  | 19 | [11 empty] | 0.049 | ASHRAE 90.2 | $/ft2 | 0 | 0 | 5.41
RE0626 | Roofs | Roofs | Roofs-Wood frame - Ceiling Assembly (Multi-Family) | Roofs-Wood frame - Ceiling Assembly | Multifamily | Superstructure | Shell | Roof Construction | Ceiling Assembly |  |  | 25 | [11 empty] | 0.038 | ASHRAE 90.2 | $/ft2 | 0 | 0 | 5.53
RE0627 | Roofs | Roofs | Roofs-Wood frame - Ceiling Assembly (Multi-Family) | Roofs-Wood frame - Ceiling Assembly | Multifamily | Superstructure | Shell | Roof Construction | Ceiling Assembly |  |  | 30 | [11 empty] | 0.032 | ASHRAE 90.2 | $/ft2 | 0 | 0 | 5.69
RE0628 | Roofs | Roofs | Roofs-Wood frame - Ceiling Assembly (Multi-Family) | Roofs-Wood frame - Ceiling Assembly | Multifamily | Superstructure | Shell | Roof Construction | Ceiling Assembly |  |  | 38 | [11 empty] | 0.025 | ASHRAE 90.2 | $/ft2 | 0 | 0 | 5.95
RE0629 | Roofs | Roofs | Roofs-Wood frame - Ceiling Assembly (Multi-Family) | Roofs-Wood frame - Ceiling Assembly | Multifamily | Superstructure | Shell | Roof Construction | Ceiling Assembly |  |  | 42 | [11 empty] | 0.023 | ASHRAE 90.2 | $/ft2 | 0 | 0 | 6.08
RE0630 | Roofs | Roofs | Roofs-Wood frame - Ceiling Assembly (Multi-Family) | Roofs-Wood frame - Ceiling Assembly | Multifamily | Superstructure | Shell | Roof Construction | Ceiling Assembly |  |  | 49 | [11 empty] | 0.02 | ASHRAE 90.2 | $/ft2 | 0 | 0 | 6.51
RE0631 | Roofs | Roofs | Roofs-Wood frame - Ceiling Assembly (Multi-Family) | Roofs-Wood frame - Ceiling Assembly | Multifamily | Superstructure | Shell | Roof Construction | Ceiling Assembly |  |  | 60 | [11 empty] | 0.017 | ASHRAE 90.2 | $/ft2 | 0 | 0 | 6.69
RE0632 | Roofs | Roofs | Roofs-Wood frame - Ceiling Assembly (Multi-Family) | Roofs-Wood frame - Ceiling Assembly | Multifamily | Superstructure | Shell | Roof Construction | Ceiling Assembly |  |  | 19 | [11 empty] | 0.052 | ASHRAE 90.2 | $/ft2 | 0 | 0 | 4.37
RE0633 | Roofs | Roofs | Roofs-Wood frame - Ceiling Assembly (Multi-Family) | Roofs-Wood frame - Ceiling Assembly | Multifamily | Superstructure | Shell | Roof Construction | Ceiling Assembly |  |  | 25 | [11 empty] | 0.041 | ASHRAE 90.2 | $/ft2 | 0 | 0 | 4.49
RE0634 | Roofs | Roofs | Roofs-Wood frame - Ceiling Assembly (Multi-Family) | Roofs-Wood frame - Ceiling Assembly | Multifamily | Superstructure | Shell | Roof Construction | Ceiling Assembly |  |  | 30 | [11 empty] | 0.034 | ASHRAE 90.2 | $/ft2 | 0 | 0 | 4.63
RE0635 | Exterior Walls | Walls Above Grade | Walls-Wood Frame - Wall Assembly (Multi-Family) | Walls-Wood Frame - Wall Assembly | Multifamily | Exterior Enclosure | Shell | Exterior Walls | Wall Assembly |  |  | 11 | [11 empty] | 0.089 | ASHRAE 90.2 | $/ft2 | 0 | 0 | 6.17
RE0636 | Exterior Walls | Walls Above Grade | Walls-Wood Frame - Wall Assembly (Multi-Family) | Walls-Wood Frame - Wall Assembly | Multifamily | Exterior Enclosure | Shell | Exterior Walls | Wall Assembly |  |  | 13 | [11 empty] | 0.082 | ASHRAE 90.2 | $/ft2 | 0 | 0 | 6.25
RE0637 | Exterior Walls | Walls Above Grade | Walls-Wood Frame - Wall Assembly (Multi-Family) | Walls-Wood Frame - Wall Assembly | Multifamily | Exterior Enclosure | Shell | Exterior Walls | Wall Assembly |  |  | 15 | [11 empty] | 0.077 | ASHRAE 90.2 | $/ft2 | 0 | 0 | 6.49
RE0638 | Exterior Walls | Walls Above Grade | Walls-Wood Frame - Wall Assembly (Multi-Family) | Walls-Wood Frame - Wall Assembly | Multifamily | Exterior Enclosure | Shell | Exterior Walls | Wall Assembly |  |  | 19 | [11 empty] | 0.06 | ASHRAE 90.2 | $/ft2 | 0 | 0 | 7.18
RE0639 | Exterior Walls | Walls Above Grade | Walls-Wood Frame - Wall Assembly (Multi-Family) | Walls-Wood Frame - Wall Assembly | Multifamily | Exterior Enclosure | Shell | Exterior Walls | Wall Assembly |  |  | 21 | [11 empty] | 0.057 | ASHRAE 90.2 | $/ft2 | 0 | 0 | 7.35
RE0640 | Exterior Walls | Walls Above Grade | Walls-Wood Frame - Wall Assembly (Multi-Family) | Walls-Wood Frame - Wall Assembly | Multifamily | Exterior Enclosure | Shell | Exterior Walls | Wall Assembly |  |  | 11 | [11 empty] | 0.087 | ASHRAE 90.2 | $/ft2 | 0 | 0 | 5.93
RE0641 | Exterior Walls | Walls Above Grade | Walls-Wood Frame - Wall Assembly (Multi-Family) | Walls-Wood Frame - Wall Assembly | Multifamily | Exterior Enclosure | Shell | Exterior Walls | Wall Assembly |  |  | 13 | [11 empty] | 0.08 | ASHRAE 90.2 | $/ft2 | 0 | 0 | 5.99
RE0642 | Exterior Walls | Walls Above Grade | Walls-Wood Frame - Wall Assembly (Multi-Family) | Walls-Wood Frame - Wall Assembly | Multifamily | Exterior Enclosure | Shell | Exterior Walls | Wall Assembly |  |  | 15 | [11 empty] | 0.074 | ASHRAE 90.2 | $/ft2 | 0 | 0 | 6.24
RE0643 | Exterior Walls | Walls Above Grade | Walls-Wood Frame - Wall Assembly (Multi-Family) | Walls-Wood Frame - Wall Assembly | Multifamily | Exterior Enclosure | Shell | Exterior Walls | Wall Assembly |  |  | 19 | [11 empty] | 0.059 | ASHRAE 90.2 | $/ft2 | 0 | 0 | 6.87
RE0644 | Exterior Walls | Walls Above Grade | Walls-Wood Frame - Wall Assembly (Multi-Family) | Walls-Wood Frame - Wall Assembly | Multifamily | Exterior Enclosure | Shell | Exterior Walls | Wall Assembly |  |  | 21 | [11 empty] | 0.056 | ASHRAE 90.2 | $/ft2 | 0 | 0 | 7.05
RE0645 | Exterior Walls | Walls Above Grade | Walls-Wood Frame - Wall Assembly (Multi-Family) | Walls-Wood Frame - Wall Assembly | Multifamily | Exterior Enclosure | Shell | Exterior Walls | Wall Assembly |  |  | 11 | [11 empty] | 0.089 | ASHRAE 90.2 | $/ft2 | 0 | 0 | 6.32
RE0646 | Exterior Walls | Walls Above Grade | Walls-Wood Frame - Wall Assembly (Multi-Family) | Walls-Wood Frame - Wall Assembly | Multifamily | Exterior Enclosure | Shell | Exterior Walls | Wall Assembly |  |  | 13 | [11 empty] | 0.082 | ASHRAE 90.2 | $/ft2 | 0 | 0 | 6.39
RE0647 | Exterior Walls | Walls Above Grade | Walls-Wood Frame - Wall Assembly (Multi-Family) | Walls-Wood Frame - Wall Assembly | Multifamily | Exterior Enclosure | Shell | Exterior Walls | Wall Assembly |  |  | 15 | [11 empty] | 0.077 | ASHRAE 90.2 | $/ft2 | 0 | 0 | 6.63
RE0648 | Exterior Walls | Walls Above Grade | Walls-Wood Frame - Wall Assembly (Multi-Family) | Walls-Wood Frame - Wall Assembly | Multifamily | Exterior Enclosure | Shell | Exterior Walls | Wall Assembly |  |  | 19 | [11 empty] | 0.06 | ASHRAE 90.2 | $/ft2 | 0 | 0 | 7.33
RE0649 | Exterior Walls | Walls Above Grade | Walls-Wood Frame - Wall Assembly (Multi-Family) | Walls-Wood Frame - Wall Assembly | Multifamily | Exterior Enclosure | Shell | Exterior Walls | Wall Assembly |  |  | 21 | [11 empty] | 0.057 | ASHRAE 90.2 | $/ft2 | 0 | 0 | 7.5
RE0650 | Exterior Walls | Walls Above Grade | Walls-Wood Frame - Wall Assembly (Multi-Family) | Walls-Wood Frame - Wall Assembly | Multifamily | Exterior Enclosure | Shell | Exterior Walls | Wall Assembly |  |  | 11 | [11 empty] | 0.087 | ASHRAE 90.2 | $/ft2 | 0 | 0 | 6.09
RE0551 | Foundation | Foundation | Foundation-Insulation only - Foundation & Slab (Residential) | Foundation-Insulation only - Foundation & Slab | Residential | Foundations | Substructure | Standard Foundations | Insulation only - Foundation & Slab |  | 10 | [13 empty] | ASHRAE 90.2 | $/ft2 | 0 | 0 | 3.8
RE0552 | Foundation | Foundation | Foundation-Insulation only - Foundation & Slab (Residential) | Foundation-Insulation only - Foundation & Slab | Residential | Foundations | Substructure | Standard Foundations | Insulation only - Foundation & Slab |  | 3.5 | [13 empty] | ASHRAE 90.2 | $/ft2 | 0 | 0 | 2.87
RE0553 | Foundation | Foundation | Foundation-Insulation only - Foundation & Slab (Residential) | Foundation-Insulation only - Foundation & Slab | Residential | Foundations | Substructure | Standard Foundations | Insulation only - Foundation & Slab |  | 7 | [13 empty] | ASHRAE 90.2 | $/ft2 | 0 | 0 | 3.24
RE0554 | Foundation | Foundation | Foundation-Insulation only - Foundation & Slab (Residential) | Foundation-Insulation only - Foundation & Slab | Residential | Foundations | Substructure | Standard Foundations | Insulation only - Foundation & Slab |  | 10.5 | [13 empty] | ASHRAE 90.2 | $/ft2 | 0 | 0 | 3.9
RE0555 | Foundation | Foundation | Foundation-Insulation only - Foundation & Slab (Residential) | Foundation-Insulation only - Foundation & Slab | Residential | Foundations | Substructure | Standard Foundations | Insulation only - Foundation & Slab |  | 11 | [13 empty] | ASHRAE 90.2 | $/ft2 | 0 | 0 | 1.85
RE0556 | Foundation | Foundation | Foundation-Insulation only - Foundation & Slab (Residential) | Foundation-Insulation only - Foundation & Slab | Residential | Foundations | Substructure | Standard Foundations | Insulation only - Foundation & Slab |  | 13 | [13 empty] | ASHRAE 90.2 | $/ft2 | 0 | 0 | 20.46
RE0557 | Foundation | Foundation | Foundation-Insulation only - Foundation & Slab (Residential) | Foundation-Insulation only - Foundation & Slab | Residential | Foundations | Substructure | Standard Foundations | Insulation only - Foundation & Slab |  | 13 | [13 empty] | ASHRAE 90.2 | $/ft2 | 0 | 0 | 3.62
RE0558 | Foundation | Foundation | Foundation-Insulation only - Foundation & Slab (Residential) | Foundation-Insulation only - Foundation & Slab | Residential | Foundations | Substructure | Standard Foundations | Insulation only - Foundation & Slab |  | 19 | [13 empty] | ASHRAE 90.2 | $/ft2 | 0 | 0 | 4.53
RE0559 | Foundation | Foundation | Foundation-Insulation only - Foundation & Slab (Residential) | Foundation-Insulation only - Foundation & Slab | Residential | Foundations | Substructure | Standard Foundations | Insulation only - Foundation & Slab |  | 4 | [13 empty] | ASHRAE 90.2 | $/ft2 | 0 | 0 | 2.47
RE0560 | Foundation | Foundation | Foundation-Insulation only - Foundation & Slab (Residential) | Foundation-Insulation only - Foundation & Slab | Residential | Foundations | Substructure | Standard Foundations | Insulation only - Foundation & Slab |  | 8 | [13 empty] | ASHRAE 90.2 | $/ft2 | 0 | 0 | 3.92
RE0561 | Foundation | Foundation | Foundation-Insulation only - Foundation & Slab (Residential) | Foundation-Insulation only - Foundation & Slab | Residential | Foundations | Substructure | Standard Foundations | Insulation only - Foundation & Slab |  | 10 | [13 empty] | ASHRAE 90.2 | $/ft2 | 0 | 0 | 4.47
RE0562 | Foundation | Foundation | Foundation-Insulation only - Foundation & Slab (Residential) | Foundation-Insulation only - Foundation & Slab | Residential | Foundations | Substructure | Standard Foundations | Insulation only - Foundation & Slab |  | 15 | [13 empty] | ASHRAE 90.2 | $/ft2 | 0 | 0 | 5.87
RE0563 | Foundation | Foundation | Foundation-Insulation only - Foundation & Slab (Residential) | Foundation-Insulation only - Foundation & Slab | Residential | Foundations | Substructure | Standard Foundations | Insulation only - Foundation & Slab |  | 18 | [13 empty] | ASHRAE 90.2 | $/ft2 | 0 | 0 | 4.79
RE0564 | Foundation | Foundation | Foundation-Insulation only - Foundation & Slab (Residential) | Foundation-Insulation only - Foundation & Slab | Residential | Foundations | Substructure | Standard Foundations | Insulation only - Foundation & Slab |  | 27 | [13 empty] | ASHRAE 90.2 | $/ft2 | 0 | 0 | 6.56
RE0565 | Foundation | Foundation | Foundation-Insulation only - Foundation & Slab (Residential) | Foundation-Insulation only - Foundation & Slab | Residential | Foundations | Substructure | Standard Foundations | Insulation only - Foundation & Slab |  | 2.5 | [13 empty] | ASHRAE 90.2 | $/ft2 | 0 | 0 | 1.64
RE0566 | Foundation | Foundation | Foundation-Insulation only - Foundation & Slab (Residential) | Foundation-Insulation only - Foundation & Slab | Residential | Foundations | Substructure | Standard Foundations | Insulation only - Foundation & Slab |  | 2.5 | [13 empty] | ASHRAE 90.2 | $/ft2 | 0 | 0 | 9.32
RE0567 | Foundation | Foundation | Foundation-Insulation only - Foundation & Slab (Residential) | Foundation-Insulation only - Foundation & Slab | Residential | Foundations | Substructure | Standard Foundations | Insulation only - Foundation & Slab |  | 5 | [13 empty] | ASHRAE 90.2 | $/ft2 | 0 | 0 | 2.03
RE0568 | Foundation | Foundation | Foundation-Insulation only - Foundation & Slab (Residential) | Foundation-Insulation only - Foundation & Slab | Residential | Foundations | Substructure | Standard Foundations | Insulation only - Foundation & Slab |  | 5 | [13 empty] | ASHRAE 90.2 | $/ft2 | 0 | 0 | 9.72
RE0569 | Foundation | Foundation | Foundation-Insulation only - Foundation & Slab (Residential) | Foundation-Insulation only - Foundation & Slab | Residential | Foundations | Substructure | Standard Foundations | Insulation only - Foundation & Slab |  | 10 | [13 empty] | ASHRAE 90.2 | $/ft2 | 0 | 0 | 2.83
RE0570 | Foundation | Foundation | Foundation-Insulation only - Foundation & Slab (Residential) | Foundation-Insulation only - Foundation & Slab | Residential | Foundations | Substructure | Standard Foundations | Insulation only - Foundation & Slab |  | 10 | [13 empty] | ASHRAE 90.2 | $/ft2 | 0 | 0 | 10.52
RE0571 | Foundation | Foundation | Foundation-Insulation only - Foundation & Slab (Residential) | Foundation-Insulation only - Foundation & Slab | Residential | Foundations | Substructure | Standard Foundations | Insulation only - Foundation & Slab |  | 3.5 | [13 empty] | ASHRAE 90.2 | $/ft2 | 0 | 0 | 1.9
RE0572 | Foundation | Foundation | Foundation-Insulation only - Foundation & Slab (Residential) | Foundation-Insulation only - Foundation & Slab | Residential | Foundations | Substructure | Standard Foundations | Insulation only - Foundation & Slab |  | 3.5 | [13 empty] | ASHRAE 90.2 | $/ft2 | 0 | 0 | 9.6
RE0573 | Foundation | Foundation | Foundation-Insulation only - Foundation & Slab (Residential) | Foundation-Insulation only - Foundation & Slab | Residential | Foundations | Substructure | Standard Foundations | Insulation only - Foundation & Slab |  | 7 | [13 empty] | ASHRAE 90.2 | $/ft2 | 0 | 0 | 2.28
RE0574 | Foundation | Foundation | Foundation-Insulation only - Foundation & Slab (Residential) | Foundation-Insulation only - Foundation & Slab | Residential | Foundations | Substructure | Standard Foundations | Insulation only - Foundation & Slab |  | 7 | [13 empty] | ASHRAE 90.2 | $/ft2 | 0 | 0 | 9.96
RE0575 | Foundation | Foundation | Foundation-Insulation only - Foundation & Slab (Residential) | Foundation-Insulation only - Foundation & Slab | Residential | Foundations | Substructure | Standard Foundations | Insulation only - Foundation & Slab |  | 10.5 | [13 empty] | ASHRAE 90.2 | $/ft2 | 0 | 0 | 2.94
RE0576 | Foundation | Foundation | Foundation-Insulation only - Foundation & Slab (Residential) | Foundation-Insulation only - Foundation & Slab | Residential | Foundations | Substructure | Standard Foundations | Insulation only - Foundation & Slab |  | 10.5 | [13 empty] | ASHRAE 90.2 | $/ft2 | 0 | 0 | 10.63
RE0577 | Roofs | Roofs | Roofs-Wood frame - Ceiling Assembly (Multi-Family) | Roofs-Wood frame - Ceiling Assembly | Multifamily | Superstructure | Shell | Roof Construction | Ceiling Assembly |  |  | 19 | [11 empty] | 0.051 | ASHRAE 90.2 | $/ft2 | 0 | 0 | 4.28
RE0578 | Roofs | Roofs | Roofs-Wood frame - Ceiling Assembly (Multi-Family) | Roofs-Wood frame - Ceiling Assembly | Multifamily | Superstructure | Shell | Roof Construction | Ceiling Assembly |  |  | 25 | [11 empty] | 0.04 | ASHRAE 90.2 | $/ft2 | 0 | 0 | 4.66
RE0579 | Roofs | Roofs | Roofs-Wood frame - Ceiling Assembly (Multi-Family) | Roofs-Wood frame - Ceiling Assembly | Multifamily | Superstructure | Shell | Roof Construction | Ceiling Assembly |  |  | 30C | [11 empty] | 0.035 | ASHRAE 90.2 | $/ft2 | 0 | 0 | 5.26
RE0580 | Roofs | Roofs | Roofs-Wood frame - Ceiling Assembly (Multi-Family) | Roofs-Wood frame - Ceiling Assembly | Multifamily | Superstructure | Shell | Roof Construction | Ceiling Assembly |  |  | 30 | [11 empty] | 0.035 | ASHRAE 90.2 | $/ft2 | 0 | 0 | 4.72
RE0581 | Roofs | Roofs | Roofs-Wood frame - Ceiling Assembly (Multi-Family) | Roofs-Wood frame - Ceiling Assembly | Multifamily | Superstructure | Shell | Roof Construction | Ceiling Assembly |  |  | 38C | [11 empty] | 0.03 | ASHRAE 90.2 | $/ft2 | 0 | 0 | 5.73
RE0582 | Roofs | Roofs | Roofs-Wood frame - Ceiling Assembly (Multi-Family) | Roofs-Wood frame - Ceiling Assembly | Multifamily | Superstructure | Shell | Roof Construction | Ceiling Assembly |  |  | 38 | [11 empty] | 0.035 | ASHRAE 90.2 | $/ft2 | 0 | 0 | 4.93
RE0583 | Roofs | Roofs | Roofs-Wood frame - Ceiling Assembly (Multi-Family) | Roofs-Wood frame - Ceiling Assembly | Multifamily | Superstructure | Shell | Roof Construction | Ceiling Assembly |  |  | 49 | [11 empty] | 0.026 | ASHRAE 90.2 | $/ft2 | 0 | 0 | 5.58
RE0584 | Roofs | Roofs | Roofs-Wood frame - Ceiling Assembly (Multi-Family) | Roofs-Wood frame - Ceiling Assembly | Multifamily | Superstructure | Shell | Roof Construction | Ceiling Assembly |  |  | 19 | [11 empty] | 0.049 | ASHRAE 90.2 | $/ft2 | 0 | 0 | 4.72
RE0585 | Roofs | Roofs | Roofs-Wood frame - Ceiling Assembly (Multi-Family) | Roofs-Wood frame - Ceiling Assembly | Multifamily | Superstructure | Shell | Roof Construction | Ceiling Assembly |  |  | 25 | [11 empty] | 0.038 | ASHRAE 90.2 | $/ft2 | 0 | 0 | 5.1
RE0586 | Roofs | Roofs | Roofs-Wood frame - Ceiling Assembly (Multi-Family) | Roofs-Wood frame - Ceiling Assembly | Multifamily | Superstructure | Shell | Roof Construction | Ceiling Assembly |  |  | 30C | [11 empty] | 0.032 | ASHRAE 90.2 | $/ft2 | 0 | 0 | 5.69
RE0587 | Roofs | Roofs | Roofs-Wood frame - Ceiling Assembly (Multi-Family) | Roofs-Wood frame - Ceiling Assembly | Multifamily | Superstructure | Shell | Roof Construction | Ceiling Assembly |  |  | 30 | [11 empty] | 0.032 | ASHRAE 90.2 | $/ft2 | 0 | 0 | 5.15
RE0588 | Roofs | Roofs | Roofs-Wood frame - Ceiling Assembly (Multi-Family) | Roofs-Wood frame - Ceiling Assembly | Multifamily | Superstructure | Shell | Roof Construction | Ceiling Assembly |  |  | 38C | [11 empty] | 0.025 | ASHRAE 90.2 | $/ft2 | 0 | 0 | 6.17
RE0589 | Roofs | Roofs | Roofs-Wood frame - Ceiling Assembly (Multi-Family) | Roofs-Wood frame - Ceiling Assembly | Multifamily | Superstructure | Shell | Roof Construction | Ceiling Assembly |  |  | 38 | [11 empty] | 0.032 | ASHRAE 90.2 | $/ft2 | 0 | 0 | 5.42
RE0590 | Roofs | Roofs | Roofs-Wood frame - Ceiling Assembly (Multi-Family) | Roofs-Wood frame - Ceiling Assembly | Multifamily | Superstructure | Shell | Roof Construction | Ceiling Assembly |  |  | 49 | [11 empty] | 0.02 | ASHRAE 90.2 | $/ft2 | 0 | 0 | 6.07
RE0591 | Roofs | Roofs | Roofs-Wood frame - Ceiling Assembly (Multi-Family) | Roofs-Wood frame - Ceiling Assembly | Multifamily | Superstructure | Shell | Roof Construction | Ceiling Assembly |  |  | 30C | [11 empty] | 0.034 | ASHRAE 90.2 | $/ft2 | 0 | 0 | 5.31
RE0592 | Roofs | Roofs | Roofs-Wood frame - Ceiling Assembly (Multi-Family) | Roofs-Wood frame - Ceiling Assembly | Multifamily | Superstructure | Shell | Roof Construction | Ceiling Assembly |  |  | 30 | [11 empty] | 0.034 | ASHRAE 90.2 | $/ft2 | 0 | 0 | 4.79
RE0593 | Roofs | Roofs | Roofs-Wood frame - Ceiling Assembly (Multi-Family) | Roofs-Wood frame - Ceiling Assembly | Multifamily | Superstructure | Shell | Roof Construction | Ceiling Assembly |  |  | 38C | [11 empty] | 0.027 | ASHRAE 90.2 | $/ft2 | 0 | 0 | 5.74
RE0594 | Roofs | Roofs | Roofs-Wood frame - Ceiling Assembly (Multi-Family) | Roofs-Wood frame - Ceiling Assembly | Multifamily | Superstructure | Shell | Roof Construction | Ceiling Assembly |  |  | 38 | [11 empty] | 0.034 | ASHRAE 90.2 | $/ft2 | 0 | 0 | 4.94
RE0595 | Roofs | Roofs | Roofs-Wood frame - Ceiling Assembly (Multi-Family) | Roofs-Wood frame - Ceiling Assembly | Multifamily | Superstructure | Shell | Roof Construction | Ceiling Assembly |  |  | 49 | [11 empty] | 0.022 | ASHRAE 90.2 | $/ft2 | 0 | 0 | 5.71
RE0596 | Roofs | Roofs | Roofs-Wood frame - Ceiling Assembly (Multi-Family) | Roofs-Wood frame - Ceiling Assembly | Multifamily | Superstructure | Shell | Roof Construction | Ceiling Assembly |  |  | 30C | [11 empty] | 0.032 | ASHRAE 90.2 | $/ft2 | 0 | 0 | 5.66
RE0597 | Roofs | Roofs | Roofs-Wood frame - Ceiling Assembly (Multi-Family) | Roofs-Wood frame - Ceiling Assembly | Multifamily | Superstructure | Shell | Roof Construction | Ceiling Assembly |  |  | 30 | [11 empty] | 0.032 | ASHRAE 90.2 | $/ft2 | 0 | 0 | 5.13
RE0598 | Roofs | Roofs | Roofs-Wood frame - Ceiling Assembly (Multi-Family) | Roofs-Wood frame - Ceiling Assembly | Multifamily | Superstructure | Shell | Roof Construction | Ceiling Assembly |  |  | 38C | [11 empty] | 0.025 | ASHRAE 90.2 | $/ft2 | 0 | 0 | 6.09
RE0599 | Roofs | Roofs | Roofs-Wood frame - Ceiling Assembly (Multi-Family) | Roofs-Wood frame - Ceiling Assembly | Multifamily | Superstructure | Shell | Roof Construction | Ceiling Assembly |  |  | 38 | [11 empty] | 0.032 | ASHRAE 90.2 | $/ft2 | 0 | 0 | 5.29
RE0600 | Roofs | Roofs | Roofs-Wood frame - Ceiling Assembly (Multi-Family) | Roofs-Wood frame - Ceiling Assembly | Multifamily | Superstructure | Shell | Roof Construction | Ceiling Assembly |  |  | 49 | [11 empty] | 0.02 | ASHRAE 90.2 | $/ft2 | 0 | 0 | 6.06
RE0501 | Floors | Floors | Floors-Wood frame - Floor Assembly (Multi-Family) | Floors-Wood frame - Floor Assembly | Multifamily | Substructure | Shell | Floor Construction | Floor Assembly |  |  | 30C | [11 empty] | 0.033 | ASHRAE 90.2 | $/ft2 | 0 | 0 | 5.36
RE0502 | Floors | Floors | Floors-Wood frame - Floor Assembly (Multi-Family) | Floors-Wood frame - Floor Assembly | Multifamily | Substructure | Shell | Floor Construction | Floor Assembly |  |  | 38 | [11 empty] | 0.026 | ASHRAE 90.2 | $/ft2 | 0 | 0 | 5.22
RE0503 | Floors | Floors | Floors-Wood frame - Floor Assembly (Multi-Family) | Floors-Wood frame - Floor Assembly | Multifamily | Substructure | Shell | Floor Construction | Floor Assembly |  |  | 38C | [11 empty] | 0.026 | ASHRAE 90.2 | $/ft2 | 0 | 0 | 5.76
RE0504 | Floors | Floors | Floors-Wood frame - Floor Assembly (Multi-Family) | Floors-Wood frame - Floor Assembly | Multifamily | Substructure | Shell | Floor Construction | Floor Assembly |  |  | 49 | [11 empty] | 0.021 | ASHRAE 90.2 | $/ft2 | 0 | 0 | 6.59
RE0505 | Floors | Floors | Floors-Wood frame - Floor Assembly (Multi-Family) | Floors-Wood frame - Floor Assembly | Multifamily | Substructure | Shell | Floor Construction | Floor Assembly |  |  | 13 | [11 empty] | 0.064 | ASHRAE 90.2 | $/ft2 | 0 | 0 | 3.29
RE0506 | Floors | Floors | Floors-Wood frame - Floor Assembly (Multi-Family) | Floors-Wood frame - Floor Assembly | Multifamily | Substructure | Shell | Floor Construction | Floor Assembly |  |  | 19 | [11 empty] | 0.047 | ASHRAE 90.2 | $/ft2 | 0 | 0 | 3.43
RE0507 | Floors | Floors | Floors-Wood frame - Floor Assembly (Multi-Family) | Floors-Wood frame - Floor Assembly | Multifamily | Substructure | Shell | Floor Construction | Floor Assembly |  |  | 25 | [11 empty] | 0.038 | ASHRAE 90.2 | $/ft2 | 0 | 0 | 3.57
RE0508 | Floors | Floors | Floors-Wood frame - Floor Assembly (Multi-Family) | Floors-Wood frame - Floor Assembly | Multifamily | Substructure | Shell | Floor Construction | Floor Assembly |  |  | 13 | [11 empty] | 0.064 | ASHRAE 90.2 | $/ft2 | 0 | 0 | 3.43
RE0509 | Floors | Floors | Floors-Wood frame - Floor Assembly (Multi-Family) | Floors-Wood frame - Floor Assembly | Multifamily | Substructure | Shell | Floor Construction | Floor Assembly |  |  | 19 | [11 empty] | 0.047 | ASHRAE 90.2 | $/ft2 | 0 | 0 | 3.55
RE0510 | Floors | Floors | Floors-Wood frame - Floor Assembly (Multi-Family) | Floors-Wood frame - Floor Assembly | Multifamily | Substructure | Shell | Floor Construction | Floor Assembly |  |  | 25 | [11 empty] | 0.038 | ASHRAE 90.2 | $/ft2 | 0 | 0 | 3.73
RE0511 | Floors | Floors | Floors-Wood frame - Floor Assembly (Multi-Family) | Floors-Wood frame - Floor Assembly | Multifamily | Substructure | Shell | Floor Construction | Floor Assembly |  |  | 30 | [11 empty] | 0.033 | ASHRAE 90.2 | $/ft2 | 0 | 0 | 3.95
RE0512 | Floors | Floors | Floors-Wood frame - Floor Assembly (Multi-Family) | Floors-Wood frame - Floor Assembly | Multifamily | Substructure | Shell | Floor Construction | Floor Assembly |  |  | 30C | [11 empty] | 0.033 | ASHRAE 90.2 | $/ft2 | 0 | 0 | 4.42
RE0513 | Floors | Floors | Floors-Wood frame - Floor Assembly (Multi-Family) | Floors-Wood frame - Floor Assembly | Multifamily | Substructure | Shell | Floor Construction | Floor Assembly |  |  | 13 | [11 empty] | 0.064 | ASHRAE 90.2 | $/ft2 | 0 | 0 | 4.27
RE0514 | Floors | Floors | Floors-Wood frame - Floor Assembly (Multi-Family) | Floors-Wood frame - Floor Assembly | Multifamily | Substructure | Shell | Floor Construction | Floor Assembly |  |  | 19 | [11 empty] | 0.047 | ASHRAE 90.2 | $/ft2 | 0 | 0 | 4.36
RE0515 | Floors | Floors | Floors-Wood frame - Floor Assembly (Multi-Family) | Floors-Wood frame - Floor Assembly | Multifamily | Substructure | Shell | Floor Construction | Floor Assembly |  |  | 25 | [11 empty] | 0.038 | ASHRAE 90.2 | $/ft2 | 0 | 0 | 4.58
RE0516 | Floors | Floors | Floors-Wood frame - Floor Assembly (Multi-Family) | Floors-Wood frame - Floor Assembly | Multifamily | Substructure | Shell | Floor Construction | Floor Assembly |  |  | 30 | [11 empty] | 0.033 | ASHRAE 90.2 | $/ft2 | 0 | 0 | 4.81
RE0517 | Floors | Floors | Floors-Wood frame - Floor Assembly (Multi-Family) | Floors-Wood frame - Floor Assembly | Multifamily | Substructure | Shell | Floor Construction | Floor Assembly |  |  | 30C | [11 empty] | 0.033 | ASHRAE 90.2 | $/ft2 | 0 | 0 | 5.26
RE0518 | Floors | Floors | Floors-Wood frame - Floor Assembly (Multi-Family) | Floors-Wood frame - Floor Assembly | Multifamily | Substructure | Shell | Floor Construction | Floor Assembly |  |  | 38 | [11 empty] | 0.026 | ASHRAE 90.2 | $/ft2 | 0 | 0 | 5.66
RE0519 | Floors | Floors | Floors-Wood frame - Floor Assembly (Multi-Family) | Floors-Wood frame - Floor Assembly | Multifamily | Substructure | Shell | Floor Construction | Floor Assembly |  |  | 13 | [11 empty] | 0.064 | ASHRAE 90.2 | $/ft2 | 0 | 0 | 5.09
RE0520 | Floors | Floors | Floors-Wood frame - Floor Assembly (Multi-Family) | Floors-Wood frame - Floor Assembly | Multifamily | Substructure | Shell | Floor Construction | Floor Assembly |  |  | 19 | [11 empty] | 0.047 | ASHRAE 90.2 | $/ft2 | 0 | 0 | 5.19
RE0521 | Floors | Floors | Floors-Wood frame - Floor Assembly (Multi-Family) | Floors-Wood frame - Floor Assembly | Multifamily | Substructure | Shell | Floor Construction | Floor Assembly |  |  | 25 | [11 empty] | 0.038 | ASHRAE 90.2 | $/ft2 | 0 | 0 | 5.15
RE0522 | Floors | Floors | Floors-Wood frame - Floor Assembly (Multi-Family) | Floors-Wood frame - Floor Assembly | Multifamily | Substructure | Shell | Floor Construction | Floor Assembly |  |  | 30 | [11 empty] | 0.033 | ASHRAE 90.2 | $/ft2 | 0 | 0 | 5.66
RE0523 | Floors | Floors | Floors-Wood frame - Floor Assembly (Multi-Family) | Floors-Wood frame - Floor Assembly | Multifamily | Substructure | Shell | Floor Construction | Floor Assembly |  |  | 30C | [11 empty] | 0.033 | ASHRAE 90.2 | $/ft2 | 0 | 0 | 5.97
RE0524 | Floors | Floors | Floors-Wood frame - Floor Assembly (Multi-Family) | Floors-Wood frame - Floor Assembly | Multifamily | Substructure | Shell | Floor Construction | Floor Assembly |  |  | 38 | [11 empty] | 0.026 | ASHRAE 90.2 | $/ft2 | 0 | 0 | 5.84
RE0525 | Floors | Floors | Floors-Wood frame - Floor Assembly (Multi-Family) | Floors-Wood frame - Floor Assembly | Multifamily | Substructure | Shell | Floor Construction | Floor Assembly |  |  | 38C | [11 empty] | 0.026 | ASHRAE 90.2 | $/ft2 | 0 | 0 | 6.37
RE0526 | Floors | Floors | Floors-Wood frame - Floor Assembly (Multi-Family) | Floors-Wood frame - Floor Assembly | Multifamily | Substructure | Shell | Floor Construction | Floor Assembly |  |  | 49 | [11 empty] | 0.021 | ASHRAE 90.2 | $/ft2 | 0 | 0 | 6.5
RE0527 | Doors | Doors | Doors-Wood (Multi-Family) | Doors-Wood | Multifamily | Exterior Enclosure | Shell | Exterior Doors | Doors | [14 empty] | 0.48 | ASHRAE 90.2 | $/ft2 | 0 | 0 | 23.34
RE0528 | Doors | Doors | Doors-Metal (Multi-Family) | Doors-Metal | Multifamily | Exterior Enclosure | Shell | Exterior Doors | Doors | [14 empty] | 0.16 | ASHRAE 90.2 | $/ft2 | 0 | 0 | 12.15
RE0529 | Doors | Doors | Doors-Fiberglass (Multi-Family) | Doors-Fiberglass | Multifamily | Exterior Enclosure | Shell | Exterior Doors | Doors | [14 empty] | 0.15 | ASHRAE 90.2 | $/ft2 | 0 | 0 | 18.09
RE0530 | Doors | Doors | Doors-Wood (Multi-Family) | Doors-Wood | Multifamily | Exterior Enclosure | Shell | Exterior Doors | Doors | [14 empty] | 0.48 | ASHRAE 90.2 | $/ft2 | 0 | 0 | 32.62
RE0531 | Doors | Doors | Doors-Metal (Multi-Family) | Doors-Metal | Multifamily | Exterior Enclosure | Shell | Exterior Doors | Doors | [14 empty] | 0.17 | ASHRAE 90.2 | $/ft2 | 0 | 0 | 16.62
RE0532 | Doors | Doors | Doors-Fiberglass (Multi-Family) | Doors-Fiberglass | Multifamily | Exterior Enclosure | Shell | Exterior Doors | Doors | [14 empty] | 0.14 | ASHRAE 90.2 | $/ft2 | 0 | 0 | 29.74
RE0533 | Doors | Doors | Doors-Wood (Multi-Family) | Doors-Wood | Multifamily | Exterior Enclosure | Shell | Exterior Doors | Doors | [14 empty] | 0.48 | ASHRAE 90.2 | $/ft2 | 0 | 0 | 30.13
RE0534 | Doors | Doors | Doors-Metal (Multi-Family) | Doors-Metal | Multifamily | Exterior Enclosure | Shell | Exterior Doors | Doors | [14 empty] | 0.32 | ASHRAE 90.2 | $/ft2 | 0 | 0 | 19.82
RE0535 | Doors | Doors | Doors-Fiberglass (Multi-Family) | Doors-Fiberglass | Multifamily | Exterior Enclosure | Shell | Exterior Doors | Doors | [14 empty] | 0.31 | ASHRAE 90.2 | $/ft2 | 0 | 0 | 28.01
RE0536 | Doors | Doors | Doors-Wood (Multi-Family) | Doors-Wood | Multifamily | Exterior Enclosure | Shell | Exterior Doors | Doors | [14 empty] | 0.46 | ASHRAE 90.2 | $/ft2 | 0 | 0 | 32.8
RE0537 | Doors | Doors | Doors-Metal (Multi-Family) | Doors-Metal | Multifamily | Exterior Enclosure | Shell | Exterior Doors | Doors | [14 empty] | 0.29 | ASHRAE 90.2 | $/ft2 | 0 | 0 | 25.58
RE0538 | Doors | Doors | Doors-Fiberglass (Multi-Family) | Doors-Fiberglass | Multifamily | Exterior Enclosure | Shell | Exterior Doors | Doors | [14 empty] | 0.28 | ASHRAE 90.2 | $/ft2 | 0 | 0 | 34.39
RE0539 | Doors | Doors | Doors-Wood (Multi-Family) | Doors-Wood | Multifamily | Exterior Enclosure | Shell | Exterior Doors | Doors | [14 empty] | 0.47 | ASHRAE 90.2 | $/ft2 | 0 | 0 | 29.52
RE0540 | Doors | Doors | Doors-Metal (Multi-Family) | Doors-Metal | Multifamily | Exterior Enclosure | Shell | Exterior Doors | Doors | [14 empty] | 0.37 | ASHRAE 90.2 | $/ft2 | 0 | 0 | 17.83
RE0541 | Doors | Doors | Doors-Fiberglass (Multi-Family) | Doors-Fiberglass | Multifamily | Exterior Enclosure | Shell | Exterior Doors | Doors | [14 empty] | 0.35 | ASHRAE 90.2 | $/ft2 | 0 | 0 | 24.78
RE0542 | Doors | Doors | Doors-Wood (Multi-Family) | Doors-Wood | Multifamily | Exterior Enclosure | Shell | Exterior Doors | Doors | [14 empty] | 0.46 | ASHRAE 90.2 | $/ft2 | 0 | 0 | 33.7
RE0543 | Doors | Doors | Doors-Metal (Multi-Family) | Doors-Metal | Multifamily | Exterior Enclosure | Shell | Exterior Doors | Doors | [14 empty] | 0.37 | ASHRAE 90.2 | $/ft2 | 0 | 0 | 22.73
RE0544 | Doors | Doors | Doors-Fiberglass (Multi-Family) | Doors-Fiberglass | Multifamily | Exterior Enclosure | Shell | Exterior Doors | Doors | [14 empty] | 0.36 | ASHRAE 90.2 | $/ft2 | 0 | 0 | 36.48
RE0545 | Foundation | Foundation | Foundation-Insulation only - Foundation & Slab (Residential) | Foundation-Insulation only - Foundation & Slab | Residential | Foundations | Substructure | Standard Foundations | Insulation only - Foundation & Slab |  | 10 | [13 empty] | ASHRAE 90.2 | $/ft2 | 0 | 0 | 4.47
RE0546 | Foundation | Foundation | Foundation-Insulation only - Foundation & Slab (Residential) | Foundation-Insulation only - Foundation & Slab | Residential | Foundations | Substructure | Standard Foundations | Insulation only - Foundation & Slab |  | 15 | [13 empty] | ASHRAE 90.2 | $/ft2 | 0 | 0 | 5.87
RE0547 | Foundation | Foundation | Foundation-Insulation only - Foundation & Slab (Residential) | Foundation-Insulation only - Foundation & Slab | Residential | Foundations | Substructure | Standard Foundations | Insulation only - Foundation & Slab |  | 18 | [13 empty] | ASHRAE 90.2 | $/ft2 | 0 | 0 | 4.79
RE0548 | Foundation | Foundation | Foundation-Insulation only - Foundation & Slab (Residential) | Foundation-Insulation only - Foundation & Slab | Residential | Foundations | Substructure | Standard Foundations | Insulation only - Foundation & Slab |  | 27 | [13 empty] | ASHRAE 90.2 | $/ft2 | 0 | 0 | 6.56
RE0549 | Foundation | Foundation | Foundation-Insulation only - Foundation & Slab (Residential) | Foundation-Insulation only - Foundation & Slab | Residential | Foundations | Substructure | Standard Foundations | Insulation only - Foundation & Slab |  | 2.5 | [13 empty] | ASHRAE 90.2 | $/ft2 | 0 | 0 | 2.6
RE0550 | Foundation | Foundation | Foundation-Insulation only - Foundation & Slab (Residential) | Foundation-Insulation only - Foundation & Slab | Residential | Foundations | Substructure | Standard Foundations | Insulation only - Foundation & Slab |  | 5 | [13 empty] | ASHRAE 90.2 | $/ft2 | 0 | 0 | 2.99
RE0451 | Exterior Walls | Walls Above Grade | Walls-Steel Frame - Wall Assembly (Multi-Family) | Walls-Steel Frame - Wall Assembly | Multifamily | Exterior Enclosure | Shell | Exterior Walls | Wall Assembly |  | 4.5 | 13 | [11 empty] | 0.073 | ASHRAE 90.2 | $/ft2 | 0 | 0 | 8.47
RE0452 | Exterior Walls | Walls Above Grade | Walls-Steel Frame - Wall Assembly (Multi-Family) | Walls-Steel Frame - Wall Assembly | Multifamily | Exterior Enclosure | Shell | Exterior Walls | Wall Assembly |  | 4.5 | 19 | [11 empty] | 0.066 | ASHRAE 90.2 | $/ft2 | 0 | 0 | 9.24
RE0453 | Exterior Walls | Walls Above Grade | Walls-Steel Frame - Wall Assembly (Multi-Family) | Walls-Steel Frame - Wall Assembly | Multifamily | Exterior Enclosure | Shell | Exterior Walls | Wall Assembly |  | 6 | 13 | [11 empty] | 0.066 | ASHRAE 90.2 | $/ft2 | 0 | 0 | 8.82
RE0454 | Exterior Walls | Walls Above Grade | Walls-Steel Frame - Wall Assembly (Multi-Family) | Walls-Steel Frame - Wall Assembly | Multifamily | Exterior Enclosure | Shell | Exterior Walls | Wall Assembly |  | 6 | 19 | [11 empty] | 0.06 | ASHRAE 90.2 | $/ft2 | 0 | 0 | 9.42
RE0455 | Exterior Walls | Walls Above Grade | Walls-Steel Frame - Wall Assembly (Multi-Family) | Walls-Steel Frame - Wall Assembly | Multifamily | Exterior Enclosure | Shell | Exterior Walls | Wall Assembly |  | 3.2 | 13 | [11 empty] | 0.081 | ASHRAE 90.2 | $/ft2 | 0 | 0 | 8.82
RE0456 | Exterior Walls | Walls Above Grade | Walls-Steel Frame - Wall Assembly (Multi-Family) | Walls-Steel Frame - Wall Assembly | Multifamily | Exterior Enclosure | Shell | Exterior Walls | Wall Assembly |  | 3.2 | 19 | [11 empty] | 0.073 | ASHRAE 90.2 | $/ft2 | 0 | 0 | 9.41
RE0457 | Exterior Walls | Walls Above Grade | Walls-Steel Frame - Wall Assembly (Multi-Family) | Walls-Steel Frame - Wall Assembly | Multifamily | Exterior Enclosure | Shell | Exterior Walls | Wall Assembly |  | 5 | 13 | [11 empty] | 0.071 | ASHRAE 90.2 | $/ft2 | 0 | 0 | 9.07
RE0458 | Exterior Walls | Walls Above Grade | Walls-Steel Frame - Wall Assembly (Multi-Family) | Walls-Steel Frame - Wall Assembly | Multifamily | Exterior Enclosure | Shell | Exterior Walls | Wall Assembly |  | 5 | 19 | [11 empty] | 0.064 | ASHRAE 90.2 | $/ft2 | 0 | 0 | 9.75
RE0459 | Exterior Walls | Walls Above Grade | Walls-Steel Frame - Wall Assembly (Multi-Family) | Walls-Steel Frame - Wall Assembly | Multifamily | Exterior Enclosure | Shell | Exterior Walls | Wall Assembly |  | 6.5 | 13 | [11 empty] | 0.064 | ASHRAE 90.2 | $/ft2 | 0 | 0 | 9.32
RE0460 | Exterior Walls | Walls Above Grade | Walls-Steel Frame - Wall Assembly (Multi-Family) | Walls-Steel Frame - Wall Assembly | Multifamily | Exterior Enclosure | Shell | Exterior Walls | Wall Assembly |  | 6.5 | 19 | [11 empty] | 0.059 | ASHRAE 90.2 | $/ft2 | 0 | 0 | 10.04
RE0461 | Exterior Walls | Walls Above Grade | Walls-Steel Frame - Wall Assembly (Multi-Family) | Walls-Steel Frame - Wall Assembly | Multifamily | Exterior Enclosure | Shell | Exterior Walls | Wall Assembly |  | 7 | 13 | [11 empty] | 0.062 | ASHRAE 90.2 | $/ft2 | 0 | 0 | 10.06
RE0462 | Exterior Walls | Walls Above Grade | Walls-Steel Frame - Wall Assembly (Multi-Family) | Walls-Steel Frame - Wall Assembly | Multifamily | Exterior Enclosure | Shell | Exterior Walls | Wall Assembly |  | 7 | 19 | [11 empty] | 0.057 | ASHRAE 90.2 | $/ft2 | 0 | 0 | 10.77
RE0463 | Exterior Walls | Walls Above Grade | Walls-Steel Frame - Wall Assembly (Multi-Family) | Walls-Steel Frame - Wall Assembly | Multifamily | Exterior Enclosure | Shell | Exterior Walls | Wall Assembly |  |  | 13 | [11 empty] | 0.1 | ASHRAE 90.2 | $/ft2 | 0 | 0 | 9.15
RE0464 | Exterior Walls | Walls Above Grade | Walls-Steel Frame - Wall Assembly (Multi-Family) | Walls-Steel Frame - Wall Assembly | Multifamily | Exterior Enclosure | Shell | Exterior Walls | Wall Assembly |  |  | 19 | [11 empty] | 0.088 | ASHRAE 90.2 | $/ft2 | 0 | 0 | 10.18
RE0465 | Exterior Walls | Walls Above Grade | Walls-Steel Frame - Wall Assembly (Multi-Family) | Walls-Steel Frame - Wall Assembly | Multifamily | Exterior Enclosure | Shell | Exterior Walls | Wall Assembly |  | 3 | 13 | [11 empty] | 0.082 | ASHRAE 90.2 | $/ft2 | 0 | 0 | 9.6
RE0466 | Exterior Walls | Walls Above Grade | Walls-Steel Frame - Wall Assembly (Multi-Family) | Walls-Steel Frame - Wall Assembly | Multifamily | Exterior Enclosure | Shell | Exterior Walls | Wall Assembly |  | 3 | 19 | [11 empty] | 0.074 | ASHRAE 90.2 | $/ft2 | 0 | 0 | 11.06
RE0467 | Exterior Walls | Walls Above Grade | Walls-Steel Frame - Wall Assembly (Multi-Family) | Walls-Steel Frame - Wall Assembly | Multifamily | Exterior Enclosure | Shell | Exterior Walls | Wall Assembly |  | 4 | 13 | [11 empty] | 0.076 | ASHRAE 90.2 | $/ft2 | 0 | 0 | 9.69
RE0468 | Exterior Walls | Walls Above Grade | Walls-Steel Frame - Wall Assembly (Multi-Family) | Walls-Steel Frame - Wall Assembly | Multifamily | Exterior Enclosure | Shell | Exterior Walls | Wall Assembly |  | 4 | 19 | [11 empty] | 0.069 | ASHRAE 90.2 | $/ft2 | 0 | 0 | 11.15
RE0469 | Exterior Walls | Walls Above Grade | Walls-Steel Frame - Wall Assembly (Multi-Family) | Walls-Steel Frame - Wall Assembly | Multifamily | Exterior Enclosure | Shell | Exterior Walls | Wall Assembly |  | 3 | 13 | [11 empty] | 0.082 | ASHRAE 90.2 | $/ft2 | 0 | 0 | 9.36
RE0470 | Exterior Walls | Walls Above Grade | Walls-Steel Frame - Wall Assembly (Multi-Family) | Walls-Steel Frame - Wall Assembly | Multifamily | Exterior Enclosure | Shell | Exterior Walls | Wall Assembly |  | 3 | 19 | [11 empty] | 0.074 | ASHRAE 90.2 | $/ft2 | 0 | 0 | 10.94
RE0471 | Exterior Walls | Walls Above Grade | Walls-Steel Frame - Wall Assembly (Multi-Family) | Walls-Steel Frame - Wall Assembly | Multifamily | Exterior Enclosure | Shell | Exterior Walls | Wall Assembly |  | 4.5 | 13 | [11 empty] | 0.073 | ASHRAE 90.2 | $/ft2 | 0 | 0 | 9.51
RE0472 | Exterior Walls | Walls Above Grade | Walls-Steel Frame - Wall Assembly (Multi-Family) | Walls-Steel Frame - Wall Assembly | Multifamily | Exterior Enclosure | Shell | Exterior Walls | Wall Assembly |  | 4.5 | 19 | [11 empty] | 0.066 | ASHRAE 90.2 | $/ft2 | 0 | 0 | 11.07
RE0473 | Exterior Walls | Walls Above Grade | Walls-Steel Frame - Wall Assembly (Multi-Family) | Walls-Steel Frame - Wall Assembly | Multifamily | Exterior Enclosure | Shell | Exterior Walls | Wall Assembly |  | 6 | 13 | [11 empty] | 0.066 | ASHRAE 90.2 | $/ft2 | 0 | 0 | 9.86
RE0474 | Exterior Walls | Walls Above Grade | Walls-Steel Frame - Wall Assembly (Multi-Family) | Walls-Steel Frame - Wall Assembly | Multifamily | Exterior Enclosure | Shell | Exterior Walls | Wall Assembly |  | 6 | 19 | [11 empty] | 0.06 | ASHRAE 90.2 | $/ft2 | 0 | 0 | 11.24
RE0475 | Exterior Walls | Walls Above Grade | Walls-Steel Frame - Wall Assembly (Multi-Family) | Walls-Steel Frame - Wall Assembly | Multifamily | Exterior Enclosure | Shell | Exterior Walls | Wall Assembly |  | 3.2 | 13 | [11 empty] | 0.081 | ASHRAE 90.2 | $/ft2 | 0 | 0 | 9.85
RE0476 | Exterior Walls | Walls Above Grade | Walls-Steel Frame - Wall Assembly (Multi-Family) | Walls-Steel Frame - Wall Assembly | Multifamily | Exterior Enclosure | Shell | Exterior Walls | Wall Assembly |  | 3.2 | 19 | [11 empty] | 0.073 | ASHRAE 90.2 | $/ft2 | 0 | 0 | 11.22
RE0477 | Exterior Walls | Walls Above Grade | Walls-Steel Frame - Wall Assembly (Multi-Family) | Walls-Steel Frame - Wall Assembly | Multifamily | Exterior Enclosure | Shell | Exterior Walls | Wall Assembly |  | 5 | 13 | [11 empty] | 0.071 | ASHRAE 90.2 | $/ft2 | 0 | 0 | 10.11
RE0478 | Exterior Walls | Walls Above Grade | Walls-Steel Frame - Wall Assembly (Multi-Family) | Walls-Steel Frame - Wall Assembly | Multifamily | Exterior Enclosure | Shell | Exterior Walls | Wall Assembly |  | 5 | 19 | [11 empty] | 0.064 | ASHRAE 90.2 | $/ft2 | 0 | 0 | 11.57
RE0479 | Exterior Walls | Walls Above Grade | Walls-Steel Frame - Wall Assembly (Multi-Family) | Walls-Steel Frame - Wall Assembly | Multifamily | Exterior Enclosure | Shell | Exterior Walls | Wall Assembly |  | 6.5 | 13 | [11 empty] | 0.064 | ASHRAE 90.2 | $/ft2 | 0 | 0 | 10.36
RE0480 | Exterior Walls | Walls Above Grade | Walls-Steel Frame - Wall Assembly (Multi-Family) | Walls-Steel Frame - Wall Assembly | Multifamily | Exterior Enclosure | Shell | Exterior Walls | Wall Assembly |  | 6.5 | 19 | [11 empty] | 0.059 | ASHRAE 90.2 | $/ft2 | 0 | 0 | 11.86
RE0481 | Exterior Walls | Walls Above Grade | Walls-Steel Frame - Wall Assembly (Multi-Family) | Walls-Steel Frame - Wall Assembly | Multifamily | Exterior Enclosure | Shell | Exterior Walls | Wall Assembly |  | 7 | 13 | [11 empty] | 0.062 | ASHRAE 90.2 | $/ft2 | 0 | 0 | 11.11
RE0482 | Exterior Walls | Walls Above Grade | Walls-Steel Frame - Wall Assembly (Multi-Family) | Walls-Steel Frame - Wall Assembly | Multifamily | Exterior Enclosure | Shell | Exterior Walls | Wall Assembly |  | 7 | 19 | [11 empty] | 0.057 | ASHRAE 90.2 | $/ft2 | 0 | 0 | 12.6
RE0483 | Floors | Floors | Floors-Wood frame - Floor Assembly (Multi-Family) | Floors-Wood frame - Floor Assembly | Multifamily | Substructure | Shell | Floor Construction | Floor Assembly |  |  | 13 | [11 empty] | 0.064 | ASHRAE 90.2 | $/ft2 | 0 | 0 | 3.24
RE0484 | Floors | Floors | Floors-Wood frame - Floor Assembly (Multi-Family) | Floors-Wood frame - Floor Assembly | Multifamily | Substructure | Shell | Floor Construction | Floor Assembly |  |  | 19 | [11 empty] | 0.047 | ASHRAE 90.2 | $/ft2 | 0 | 0 | 3.33
RE0485 | Floors | Floors | Floors-Wood frame - Floor Assembly (Multi-Family) | Floors-Wood frame - Floor Assembly | Multifamily | Substructure | Shell | Floor Construction | Floor Assembly |  |  | 25 | [11 empty] | 0.038 | ASHRAE 90.2 | $/ft2 | 0 | 0 | 3.55
RE0486 | Floors | Floors | Floors-Wood frame - Floor Assembly (Multi-Family) | Floors-Wood frame - Floor Assembly | Multifamily | Substructure | Shell | Floor Construction | Floor Assembly |  |  | 13 | [11 empty] | 0.064 | ASHRAE 90.2 | $/ft2 | 0 | 0 | 3.46
RE0487 | Floors | Floors | Floors-Wood frame - Floor Assembly (Multi-Family) | Floors-Wood frame - Floor Assembly | Multifamily | Substructure | Shell | Floor Construction | Floor Assembly |  |  | 19 | [11 empty] | 0.047 | ASHRAE 90.2 | $/ft2 | 0 | 0 | 3.54
RE0488 | Floors | Floors | Floors-Wood frame - Floor Assembly (Multi-Family) | Floors-Wood frame - Floor Assembly | Multifamily | Substructure | Shell | Floor Construction | Floor Assembly |  |  | 25 | [11 empty] | 0.038 | ASHRAE 90.2 | $/ft2 | 0 | 0 | 3.8
RE0489 | Floors | Floors | Floors-Wood frame - Floor Assembly (Multi-Family) | Floors-Wood frame - Floor Assembly | Multifamily | Substructure | Shell | Floor Construction | Floor Assembly |  |  | 30 | [11 empty] | 0.033 | ASHRAE 90.2 | $/ft2 | 0 | 0 | 3.99
RE0490 | Floors | Floors | Floors-Wood frame - Floor Assembly (Multi-Family) | Floors-Wood frame - Floor Assembly | Multifamily | Substructure | Shell | Floor Construction | Floor Assembly |  |  | 30C | [11 empty] | 0.033 | ASHRAE 90.2 | $/ft2 | 0 | 0 | 4.34
RE0491 | Floors | Floors | Floors-Wood frame - Floor Assembly (Multi-Family) | Floors-Wood frame - Floor Assembly | Multifamily | Substructure | Shell | Floor Construction | Floor Assembly |  |  | 13 | [11 empty] | 0.064 | ASHRAE 90.2 | $/ft2 | 0 | 0 | 4.14
RE0492 | Floors | Floors | Floors-Wood frame - Floor Assembly (Multi-Family) | Floors-Wood frame - Floor Assembly | Multifamily | Substructure | Shell | Floor Construction | Floor Assembly |  |  | 19 | [11 empty] | 0.047 | ASHRAE 90.2 | $/ft2 | 0 | 0 | 4.22
RE0493 | Floors | Floors | Floors-Wood frame - Floor Assembly (Multi-Family) | Floors-Wood frame - Floor Assembly | Multifamily | Substructure | Shell | Floor Construction | Floor Assembly |  |  | 25 | [11 empty] | 0.038 | ASHRAE 90.2 | $/ft2 | 0 | 0 | 4.46
RE0494 | Floors | Floors | Floors-Wood frame - Floor Assembly (Multi-Family) | Floors-Wood frame - Floor Assembly | Multifamily | Substructure | Shell | Floor Construction | Floor Assembly |  |  | 30 | [11 empty] | 0.033 | ASHRAE 90.2 | $/ft2 | 0 | 0 | 4.68
RE0495 | Floors | Floors | Floors-Wood frame - Floor Assembly (Multi-Family) | Floors-Wood frame - Floor Assembly | Multifamily | Substructure | Shell | Floor Construction | Floor Assembly |  |  | 30C | [11 empty] | 0.033 | ASHRAE 90.2 | $/ft2 | 0 | 0 | 4.74
RE0496 | Floors | Floors | Floors-Wood frame - Floor Assembly (Multi-Family) | Floors-Wood frame - Floor Assembly | Multifamily | Substructure | Shell | Floor Construction | Floor Assembly |  |  | 38C | [11 empty] | 0.026 | ASHRAE 90.2 | $/ft2 | 0 | 0 | 5.14
RE0497 | Floors | Floors | Floors-Wood frame - Floor Assembly (Multi-Family) | Floors-Wood frame - Floor Assembly | Multifamily | Substructure | Shell | Floor Construction | Floor Assembly |  |  | 13 | [11 empty] | 0.064 | ASHRAE 90.2 | $/ft2 | 0 | 0 | 4.44
RE0498 | Floors | Floors | Floors-Wood frame - Floor Assembly (Multi-Family) | Floors-Wood frame - Floor Assembly | Multifamily | Substructure | Shell | Floor Construction | Floor Assembly |  |  | 19 | [11 empty] | 0.047 | ASHRAE 90.2 | $/ft2 | 0 | 0 | 4.65
RE0499 | Floors | Floors | Floors-Wood frame - Floor Assembly (Multi-Family) | Floors-Wood frame - Floor Assembly | Multifamily | Substructure | Shell | Floor Construction | Floor Assembly |  |  | 25 | [11 empty] | 0.038 | ASHRAE 90.2 | $/ft2 | 0 | 0 | 4.83
RE0500 | Floors | Floors | Floors-Wood frame - Floor Assembly (Multi-Family) | Floors-Wood frame - Floor Assembly | Multifamily | Substructure | Shell | Floor Construction | Floor Assembly |  |  | 30 | [11 empty] | 0.033 | ASHRAE 90.2 | $/ft2 | 0 | 0 | 5.17
RE0401 | Exterior Walls | Walls Above Grade | Walls-Steel Frame - Wall Assembly (Multi-Family) | Walls-Steel Frame - Wall Assembly | Multifamily | Exterior Enclosure | Shell | Exterior Walls | Wall Assembly |  | 3 | 19 | [11 empty] | 0.074 | ASHRAE 90.2 | $/ft2 | 0 | 0 | 8.89
RE0402 | Exterior Walls | Walls Above Grade | Walls-Steel Frame - Wall Assembly (Multi-Family) | Walls-Steel Frame - Wall Assembly | Multifamily | Exterior Enclosure | Shell | Exterior Walls | Wall Assembly |  | 3 | 21 | [11 empty] | 0.072 | ASHRAE 90.2 | $/ft2 | 0 | 0 | 9
RE0403 | Exterior Walls | Walls Above Grade | Walls-Steel Frame - Wall Assembly (Multi-Family) | Walls-Steel Frame - Wall Assembly | Multifamily | Exterior Enclosure | Shell | Exterior Walls | Wall Assembly |  | 4 | 11 | [11 empty] | 0.08 | ASHRAE 90.2 | $/ft2 | 0 | 0 | 8.26
RE0404 | Exterior Walls | Walls Above Grade | Walls-Steel Frame - Wall Assembly (Multi-Family) | Walls-Steel Frame - Wall Assembly | Multifamily | Exterior Enclosure | Shell | Exterior Walls | Wall Assembly |  | 4 | 13 | [11 empty] | 0.076 | ASHRAE 90.2 | $/ft2 | 0 | 0 | 8.33
RE0405 | Exterior Walls | Walls Above Grade | Walls-Steel Frame - Wall Assembly (Multi-Family) | Walls-Steel Frame - Wall Assembly | Multifamily | Exterior Enclosure | Shell | Exterior Walls | Wall Assembly |  | 4 | 15 | [11 empty] | 0.073 | ASHRAE 90.2 | $/ft2 | 0 | 0 | 8.55
RE0406 | Exterior Walls | Walls Above Grade | Walls-Steel Frame - Wall Assembly (Multi-Family) | Walls-Steel Frame - Wall Assembly | Multifamily | Exterior Enclosure | Shell | Exterior Walls | Wall Assembly |  | 4 | 19 | [11 empty] | 0.069 | ASHRAE 90.2 | $/ft2 | 0 | 0 | 8.98
RE0407 | Exterior Walls | Walls Above Grade | Walls-Steel Frame - Wall Assembly (Multi-Family) | Walls-Steel Frame - Wall Assembly | Multifamily | Exterior Enclosure | Shell | Exterior Walls | Wall Assembly |  | 4 | 21 | [11 empty] | 0.067 | ASHRAE 90.2 | $/ft2 | 0 | 0 | 9.09
RE0408 | Exterior Walls | Walls Above Grade | Walls-Steel Frame - Wall Assembly (Multi-Family) | Walls-Steel Frame - Wall Assembly | Multifamily | Exterior Enclosure | Shell | Exterior Walls | Wall Assembly |  | 3 | 11 | [11 empty] | 0.086 | ASHRAE 90.2 | $/ft2 | 0 | 0 | 7.94
RE0409 | Exterior Walls | Walls Above Grade | Walls-Steel Frame - Wall Assembly (Multi-Family) | Walls-Steel Frame - Wall Assembly | Multifamily | Exterior Enclosure | Shell | Exterior Walls | Wall Assembly |  | 3 | 13 | [11 empty] | 0.082 | ASHRAE 90.2 | $/ft2 | 0 | 0 | 8.01
RE0410 | Exterior Walls | Walls Above Grade | Walls-Steel Frame - Wall Assembly (Multi-Family) | Walls-Steel Frame - Wall Assembly | Multifamily | Exterior Enclosure | Shell | Exterior Walls | Wall Assembly |  | 3 | 15 | [11 empty] | 0.078 | ASHRAE 90.2 | $/ft2 | 0 | 0 | 8.22
RE0411 | Exterior Walls | Walls Above Grade | Walls-Steel Frame - Wall Assembly (Multi-Family) | Walls-Steel Frame - Wall Assembly | Multifamily | Exterior Enclosure | Shell | Exterior Walls | Wall Assembly |  | 3 | 19 | [11 empty] | 0.074 | ASHRAE 90.2 | $/ft2 | 0 | 0 | 8.78
RE0412 | Exterior Walls | Walls Above Grade | Walls-Steel Frame - Wall Assembly (Multi-Family) | Walls-Steel Frame - Wall Assembly | Multifamily | Exterior Enclosure | Shell | Exterior Walls | Wall Assembly |  | 3 | 21 | [11 empty] | 0.072 | ASHRAE 90.2 | $/ft2 | 0 | 0 | 8.89
RE0413 | Exterior Walls | Walls Above Grade | Walls-Steel Frame - Wall Assembly (Multi-Family) | Walls-Steel Frame - Wall Assembly | Multifamily | Exterior Enclosure | Shell | Exterior Walls | Wall Assembly |  | 4.5 | 11 | [11 empty] | 0.077 | ASHRAE 90.2 | $/ft2 | 0 | 0 | 8.08
RE0414 | Exterior Walls | Walls Above Grade | Walls-Steel Frame - Wall Assembly (Multi-Family) | Walls-Steel Frame - Wall Assembly | Multifamily | Exterior Enclosure | Shell | Exterior Walls | Wall Assembly |  | 4.5 | 13 | [11 empty] | 0.073 | ASHRAE 90.2 | $/ft2 | 0 | 0 | 8.16
RE0415 | Exterior Walls | Walls Above Grade | Walls-Steel Frame - Wall Assembly (Multi-Family) | Walls-Steel Frame - Wall Assembly | Multifamily | Exterior Enclosure | Shell | Exterior Walls | Wall Assembly |  | 4.5 | 15 | [11 empty] | 0.07 | ASHRAE 90.2 | $/ft2 | 0 | 0 | 8.38
RE0416 | Exterior Walls | Walls Above Grade | Walls-Steel Frame - Wall Assembly (Multi-Family) | Walls-Steel Frame - Wall Assembly | Multifamily | Exterior Enclosure | Shell | Exterior Walls | Wall Assembly |  | 4.5 | 19 | [11 empty] | 0.066 | ASHRAE 90.2 | $/ft2 | 0 | 0 | 8.9
RE0417 | Exterior Walls | Walls Above Grade | Walls-Steel Frame - Wall Assembly (Multi-Family) | Walls-Steel Frame - Wall Assembly | Multifamily | Exterior Enclosure | Shell | Exterior Walls | Wall Assembly |  | 4.5 | 21 | [11 empty] | 0.065 | ASHRAE 90.2 | $/ft2 | 0 | 0 | 9.02
RE0418 | Exterior Walls | Walls Above Grade | Walls-Steel Frame - Wall Assembly (Multi-Family) | Walls-Steel Frame - Wall Assembly | Multifamily | Exterior Enclosure | Shell | Exterior Walls | Wall Assembly |  | 6 | 11 | [11 empty] | 0.069 | ASHRAE 90.2 | $/ft2 | 0 | 0 | 8.43
RE0419 | Exterior Walls | Walls Above Grade | Walls-Steel Frame - Wall Assembly (Multi-Family) | Walls-Steel Frame - Wall Assembly | Multifamily | Exterior Enclosure | Shell | Exterior Walls | Wall Assembly |  | 6 | 13 | [11 empty] | 0.066 | ASHRAE 90.2 | $/ft2 | 0 | 0 | 8.5
RE0420 | Exterior Walls | Walls Above Grade | Walls-Steel Frame - Wall Assembly (Multi-Family) | Walls-Steel Frame - Wall Assembly | Multifamily | Exterior Enclosure | Shell | Exterior Walls | Wall Assembly |  | 6 | 15 | [11 empty] | 0.063 | ASHRAE 90.2 | $/ft2 | 0 | 0 | 8.73
RE0421 | Exterior Walls | Walls Above Grade | Walls-Steel Frame - Wall Assembly (Multi-Family) | Walls-Steel Frame - Wall Assembly | Multifamily | Exterior Enclosure | Shell | Exterior Walls | Wall Assembly |  | 6 | 19 | [11 empty] | 0.06 | ASHRAE 90.2 | $/ft2 | 0 | 0 | 9.09
RE0422 | Exterior Walls | Walls Above Grade | Walls-Steel Frame - Wall Assembly (Multi-Family) | Walls-Steel Frame - Wall Assembly | Multifamily | Exterior Enclosure | Shell | Exterior Walls | Wall Assembly |  | 6 | 21 | [11 empty] | 0.059 | ASHRAE 90.2 | $/ft2 | 0 | 0 | 9.2
RE0423 | Exterior Walls | Walls Above Grade | Walls-Steel Frame - Wall Assembly (Multi-Family) | Walls-Steel Frame - Wall Assembly | Multifamily | Exterior Enclosure | Shell | Exterior Walls | Wall Assembly |  | 3.2 | 11 | [11 empty] | 0.085 | ASHRAE 90.2 | $/ft2 | 0 | 0 | 8.43
RE0424 | Exterior Walls | Walls Above Grade | Walls-Steel Frame - Wall Assembly (Multi-Family) | Walls-Steel Frame - Wall Assembly | Multifamily | Exterior Enclosure | Shell | Exterior Walls | Wall Assembly |  | 3.2 | 13 | [11 empty] | 0.081 | ASHRAE 90.2 | $/ft2 | 0 | 0 | 8.5
RE0425 | Exterior Walls | Walls Above Grade | Walls-Steel Frame - Wall Assembly (Multi-Family) | Walls-Steel Frame - Wall Assembly | Multifamily | Exterior Enclosure | Shell | Exterior Walls | Wall Assembly |  | 3.2 | 15 | [11 empty] | 0.077 | ASHRAE 90.2 | $/ft2 | 0 | 0 | 8.72
RE0426 | Exterior Walls | Walls Above Grade | Walls-Steel Frame - Wall Assembly (Multi-Family) | Walls-Steel Frame - Wall Assembly | Multifamily | Exterior Enclosure | Shell | Exterior Walls | Wall Assembly |  | 3.2 | 19 | [11 empty] | 0.073 | ASHRAE 90.2 | $/ft2 | 0 | 0 | 9.07
RE0427 | Exterior Walls | Walls Above Grade | Walls-Steel Frame - Wall Assembly (Multi-Family) | Walls-Steel Frame - Wall Assembly | Multifamily | Exterior Enclosure | Shell | Exterior Walls | Wall Assembly |  | 3.2 | 21 | [11 empty] | 0.071 | ASHRAE 90.2 | $/ft2 | 0 | 0 | 9.19
RE0428 | Exterior Walls | Walls Above Grade | Walls-Steel Frame - Wall Assembly (Multi-Family) | Walls-Steel Frame - Wall Assembly | Multifamily | Exterior Enclosure | Shell | Exterior Walls | Wall Assembly |  | 5 | 11 | [11 empty] | 0.074 | ASHRAE 90.2 | $/ft2 | 0 | 0 | 8.69
RE0429 | Exterior Walls | Walls Above Grade | Walls-Steel Frame - Wall Assembly (Multi-Family) | Walls-Steel Frame - Wall Assembly | Multifamily | Exterior Enclosure | Shell | Exterior Walls | Wall Assembly |  | 5 | 13 | [11 empty] | 0.071 | ASHRAE 90.2 | $/ft2 | 0 | 0 | 8.76
RE0430 | Exterior Walls | Walls Above Grade | Walls-Steel Frame - Wall Assembly (Multi-Family) | Walls-Steel Frame - Wall Assembly | Multifamily | Exterior Enclosure | Shell | Exterior Walls | Wall Assembly |  | 5 | 15 | [11 empty] | 0.068 | ASHRAE 90.2 | $/ft2 | 0 | 0 | 8.97
RE0431 | Exterior Walls | Walls Above Grade | Walls-Steel Frame - Wall Assembly (Multi-Family) | Walls-Steel Frame - Wall Assembly | Multifamily | Exterior Enclosure | Shell | Exterior Walls | Wall Assembly |  | 5 | 19 | [11 empty] | 0.064 | ASHRAE 90.2 | $/ft2 | 0 | 0 | 9.41
RE0432 | Exterior Walls | Walls Above Grade | Walls-Steel Frame - Wall Assembly (Multi-Family) | Walls-Steel Frame - Wall Assembly | Multifamily | Exterior Enclosure | Shell | Exterior Walls | Wall Assembly |  | 5 | 21 | [11 empty] | 0.063 | ASHRAE 90.2 | $/ft2 | 0 | 0 | 9.51
RE0433 | Exterior Walls | Walls Above Grade | Walls-Steel Frame - Wall Assembly (Multi-Family) | Walls-Steel Frame - Wall Assembly | Multifamily | Exterior Enclosure | Shell | Exterior Walls | Wall Assembly |  | 6.5 | 11 | [11 empty] | 0.066 | ASHRAE 90.2 | $/ft2 | 0 | 0 | 8.93
RE0434 | Exterior Walls | Walls Above Grade | Walls-Steel Frame - Wall Assembly (Multi-Family) | Walls-Steel Frame - Wall Assembly | Multifamily | Exterior Enclosure | Shell | Exterior Walls | Wall Assembly |  | 6.5 | 13 | [11 empty] | 0.064 | ASHRAE 90.2 | $/ft2 | 0 | 0 | 9.01
RE0435 | Exterior Walls | Walls Above Grade | Walls-Steel Frame - Wall Assembly (Multi-Family) | Walls-Steel Frame - Wall Assembly | Multifamily | Exterior Enclosure | Shell | Exterior Walls | Wall Assembly |  | 6.5 | 15 | [11 empty] | 0.061 | ASHRAE 90.2 | $/ft2 | 0 | 0 | 9.23
RE0436 | Exterior Walls | Walls Above Grade | Walls-Steel Frame - Wall Assembly (Multi-Family) | Walls-Steel Frame - Wall Assembly | Multifamily | Exterior Enclosure | Shell | Exterior Walls | Wall Assembly |  | 6.5 | 19 | [11 empty] | 0.059 | ASHRAE 90.2 | $/ft2 | 0 | 0 | 9.7
RE0437 | Exterior Walls | Walls Above Grade | Walls-Steel Frame - Wall Assembly (Multi-Family) | Walls-Steel Frame - Wall Assembly | Multifamily | Exterior Enclosure | Shell | Exterior Walls | Wall Assembly |  | 6.5 | 21 | [11 empty] | 0.057 | ASHRAE 90.2 | $/ft2 | 0 | 0 | 9.8
RE0438 | Exterior Walls | Walls Above Grade | Walls-Steel Frame - Wall Assembly (Multi-Family) | Walls-Steel Frame - Wall Assembly | Multifamily | Exterior Enclosure | Shell | Exterior Walls | Wall Assembly |  | 7 | 11 | [11 empty] | 0.064 | ASHRAE 90.2 | $/ft2 | 0 | 0 | 9.68
RE0439 | Exterior Walls | Walls Above Grade | Walls-Steel Frame - Wall Assembly (Multi-Family) | Walls-Steel Frame - Wall Assembly | Multifamily | Exterior Enclosure | Shell | Exterior Walls | Wall Assembly |  | 7 | 13 | [11 empty] | 0.062 | ASHRAE 90.2 | $/ft3 | 0 | 0 | 9.76
RE0440 | Exterior Walls | Walls Above Grade | Walls-Steel Frame - Wall Assembly (Multi-Family) | Walls-Steel Frame - Wall Assembly | Multifamily | Exterior Enclosure | Shell | Exterior Walls | Wall Assembly |  | 7 | 15 | [11 empty] | 0.06 | ASHRAE 90.2 | $/ft2 | 0 | 0 | 9.97
RE0441 | Exterior Walls | Walls Above Grade | Walls-Steel Frame - Wall Assembly (Multi-Family) | Walls-Steel Frame - Wall Assembly | Multifamily | Exterior Enclosure | Shell | Exterior Walls | Wall Assembly |  | 7 | 19 | [11 empty] | 0.057 | ASHRAE 90.2 | $/ft2 | 0 | 0 | 10.43
RE0442 | Exterior Walls | Walls Above Grade | Walls-Steel Frame - Wall Assembly (Multi-Family) | Walls-Steel Frame - Wall Assembly | Multifamily | Exterior Enclosure | Shell | Exterior Walls | Wall Assembly |  | 7 | 21 | [11 empty] | 0.056 | ASHRAE 90.2 | $/ft2 | 0 | 0 | 10.55
RE0443 | Exterior Walls | Walls Above Grade | Walls-Steel Frame - Wall Assembly (Multi-Family) | Walls-Steel Frame - Wall Assembly | Multifamily | Exterior Enclosure | Shell | Exterior Walls | Wall Assembly |  |  | 13 | [11 empty] | 0.1 | ASHRAE 90.2 | $/ft2 | 0 | 0 | 8.1
RE0444 | Exterior Walls | Walls Above Grade | Walls-Steel Frame - Wall Assembly (Multi-Family) | Walls-Steel Frame - Wall Assembly | Multifamily | Exterior Enclosure | Shell | Exterior Walls | Wall Assembly |  |  | 19 | [11 empty] | 0.088 | ASHRAE 90.2 | $/ft2 | 0 | 0 | 8.35
RE0445 | Exterior Walls | Walls Above Grade | Walls-Steel Frame - Wall Assembly (Multi-Family) | Walls-Steel Frame - Wall Assembly | Multifamily | Exterior Enclosure | Shell | Exterior Walls | Wall Assembly |  | 3 | 13 | [11 empty] | 0.082 | ASHRAE 90.2 | $/ft2 | 0 | 0 | 8.56
RE0446 | Exterior Walls | Walls Above Grade | Walls-Steel Frame - Wall Assembly (Multi-Family) | Walls-Steel Frame - Wall Assembly | Multifamily | Exterior Enclosure | Shell | Exterior Walls | Wall Assembly |  | 3 | 19 | [11 empty] | 0.074 | ASHRAE 90.2 | $/ft2 | 0 | 0 | 9.23
RE0447 | Exterior Walls | Walls Above Grade | Walls-Steel Frame - Wall Assembly (Multi-Family) | Walls-Steel Frame - Wall Assembly | Multifamily | Exterior Enclosure | Shell | Exterior Walls | Wall Assembly |  | 4 | 13 | [11 empty] | 0.076 | ASHRAE 90.2 | $/ft2 | 0 | 0 | 8.63
RE0448 | Exterior Walls | Walls Above Grade | Walls-Steel Frame - Wall Assembly (Multi-Family) | Walls-Steel Frame - Wall Assembly | Multifamily | Exterior Enclosure | Shell | Exterior Walls | Wall Assembly |  | 4 | 19 | [11 empty] | 0.069 | ASHRAE 90.2 | $/ft2 | 0 | 0 | 9.32
RE0449 | Exterior Walls | Walls Above Grade | Walls-Steel Frame - Wall Assembly (Multi-Family) | Walls-Steel Frame - Wall Assembly | Multifamily | Exterior Enclosure | Shell | Exterior Walls | Wall Assembly |  | 3 | 13 | [11 empty] | 0.082 | ASHRAE 90.2 | $/ft2 | 0 | 0 | 8.32
RE0450 | Exterior Walls | Walls Above Grade | Walls-Steel Frame - Wall Assembly (Multi-Family) | Walls-Steel Frame - Wall Assembly | Multifamily | Exterior Enclosure | Shell | Exterior Walls | Wall Assembly |  | 3 | 19 | [11 empty] | 0.074 | ASHRAE 90.2 | $/ft2 | 0 | 0 | 9.11
RE0351 | Foundation | Foundation | Foundation-Insulation only - Foundation & Slab (Multi-Family) | Foundation-Insulation only - Foundation & Slab | Multifamily | Foundations | Substructure | Standard Foundations | Insulation only - Foundation & Slab |  |  | 10 |  |  |  | 10 | [7 empty] | 0.105 | ASHRAE 90.2 | $/ft2 | 0 | 0 | 9.88
RE0352 | Foundation | Foundation | Foundation-Insulation only - Foundation & Slab (Multi-Family) | Foundation-Insulation only - Foundation & Slab | Multifamily | Foundations | Substructure | Standard Foundations | Insulation only - Foundation & Slab |  |  | 3.5 | [11 empty] | 0.2 | ASHRAE 90.2 | $/ft2 | 0 | 0 | 1.8
RE0353 | Foundation | Foundation | Foundation-Insulation only - Foundation & Slab (Multi-Family) | Foundation-Insulation only - Foundation & Slab | Multifamily | Foundations | Substructure | Standard Foundations | Insulation only - Foundation & Slab |  |  | 3.5 | [11 empty] | 0.2 | ASHRAE 90.2 | $/ft2 | 0 | 0 | 9.02
RE0354 | Foundation | Foundation | Foundation-Insulation only - Foundation & Slab (Multi-Family) | Foundation-Insulation only - Foundation & Slab | Multifamily | Foundations | Substructure | Standard Foundations | Insulation only - Foundation & Slab |  |  | 7 | [11 empty] | 0.133 | ASHRAE 90.2 | $/ft2 | 0 | 0 | 2.15
RE0355 | Foundation | Foundation | Foundation-Insulation only - Foundation & Slab (Multi-Family) | Foundation-Insulation only - Foundation & Slab | Multifamily | Foundations | Substructure | Standard Foundations | Insulation only - Foundation & Slab |  |  | 7 | [11 empty] | 0.133 | ASHRAE 90.2 | $/ft2 | 0 | 0 | 9.37
RE0356 | Foundation | Foundation | Foundation-Insulation only - Foundation & Slab (Multi-Family) | Foundation-Insulation only - Foundation & Slab | Multifamily | Foundations | Substructure | Standard Foundations | Insulation only - Foundation & Slab |  |  | 10.5 |  |  |  | 10.5 | [7 empty] | 0.092 | ASHRAE 90.2 | $/ft2 | 0 | 0 | 2.76
RE0357 | Foundation | Foundation | Foundation-Insulation only - Foundation & Slab (Multi-Family) | Foundation-Insulation only - Foundation & Slab | Multifamily | Foundations | Substructure | Standard Foundations | Insulation only - Foundation & Slab |  |  | 10.5 |  |  |  | 10.5 | [7 empty] | 0.092 | ASHRAE 90.2 | $/ft2 | 0 | 0 | 9.98
RE0358 | Exterior Walls | Walls Above Grade | Walls-Wood Frame - Wall Assembly (Multi-Family) | Walls-Wood Frame - Wall Assembly | Multifamily | Exterior Enclosure | Shell | Exterior Walls | Wall Assembly |  | 2 | 13 | [11 empty] | 0.068 | ASHRAE 90.2 | $/ft2 | 0 | 0 | 7.72
RE0359 | Exterior Walls | Walls Above Grade | Walls-Wood Frame - Wall Assembly (Multi-Family) | Walls-Wood Frame - Wall Assembly | Multifamily | Exterior Enclosure | Shell | Exterior Walls | Wall Assembly |  | 2 | 19 | [11 empty] | 0.052 | ASHRAE 90.2 | $/ft2 | 0 | 0 | 9.42
RE0360 | Exterior Walls | Walls Above Grade | Walls-Wood Frame - Wall Assembly (Multi-Family) | Walls-Wood Frame - Wall Assembly | Multifamily | Exterior Enclosure | Shell | Exterior Walls | Wall Assembly |  | 3 | 13 | [11 empty] | 0.064 | ASHRAE 90.2 | $/ft2 | 0 | 0 | 8.17
RE0361 | Exterior Walls | Walls Above Grade | Walls-Wood Frame - Wall Assembly (Multi-Family) | Walls-Wood Frame - Wall Assembly | Multifamily | Exterior Enclosure | Shell | Exterior Walls | Wall Assembly |  | 3 | 19 | [11 empty] | 0.05 | ASHRAE 90.2 | $/ft2 | 0 | 0 | 9.92
RE0362 | Exterior Walls | Walls Above Grade | Walls-Wood Frame - Wall Assembly (Multi-Family) | Walls-Wood Frame - Wall Assembly | Multifamily | Exterior Enclosure | Shell | Exterior Walls | Wall Assembly |  | 3 | 13 | [11 empty] | 0.063 | ASHRAE 90.2 | $/ft2 | 0 | 0 | 7.9
RE0363 | Exterior Walls | Walls Above Grade | Walls-Wood Frame - Wall Assembly (Multi-Family) | Walls-Wood Frame - Wall Assembly | Multifamily | Exterior Enclosure | Shell | Exterior Walls | Wall Assembly |  | 3 | 19 | [11 empty] | 0.049 | ASHRAE 90.2 | $/ft2 | 0 | 0 | 9.6
RE0364 | Exterior Walls | Walls Above Grade | Walls-Wood Frame - Wall Assembly (Multi-Family) | Walls-Wood Frame - Wall Assembly | Multifamily | Exterior Enclosure | Shell | Exterior Walls | Wall Assembly |  | 4 | 13 | [11 empty] | 0.06 | ASHRAE 90.2 | $/ft2 | 0 | 0 | 8.26
RE0365 | Exterior Walls | Walls Above Grade | Walls-Wood Frame - Wall Assembly (Multi-Family) | Walls-Wood Frame - Wall Assembly | Multifamily | Exterior Enclosure | Shell | Exterior Walls | Wall Assembly |  | 4 | 19 | [11 empty] | 0.047 | ASHRAE 90.2 | $/ft2 | 0 | 0 | 10
RE0366 | Exterior Walls | Walls Above Grade | Walls-Wood Frame - Wall Assembly (Multi-Family) | Walls-Wood Frame - Wall Assembly | Multifamily | Exterior Enclosure | Shell | Exterior Walls | Wall Assembly |  | 4 | 13 | [11 empty] | 0.059 | ASHRAE 90.2 | $/ft2 | 0 | 0 | 7.98
RE0367 | Exterior Walls | Walls Above Grade | Walls-Wood Frame - Wall Assembly (Multi-Family) | Walls-Wood Frame - Wall Assembly | Multifamily | Exterior Enclosure | Shell | Exterior Walls | Wall Assembly |  | 4 | 19 | [11 empty] | 0.046 | ASHRAE 90.2 | $/ft2 | 0 | 0 | 9.67
RE0368 | Exterior Walls | Walls Above Grade | Walls-Wood Frame - Wall Assembly (Multi-Family) | Walls-Wood Frame - Wall Assembly | Multifamily | Exterior Enclosure | Shell | Exterior Walls | Wall Assembly |  | 3 | 13 | [11 empty] | 0.067 | ASHRAE 90.2 | $/ft2 | 0 | 0 | 8.51
RE0369 | Exterior Walls | Walls Above Grade | Walls-Wood Frame - Wall Assembly (Multi-Family) | Walls-Wood Frame - Wall Assembly | Multifamily | Exterior Enclosure | Shell | Exterior Walls | Wall Assembly |  | 3 | 19 | [11 empty] | 0.051 | ASHRAE 90.2 | $/ft2 | 0 | 0 | 10.2
RE0370 | Exterior Walls | Walls Above Grade | Walls-Wood Frame - Wall Assembly (Multi-Family) | Walls-Wood Frame - Wall Assembly | Multifamily | Exterior Enclosure | Shell | Exterior Walls | Wall Assembly |  | 3 | 13 | [11 empty] | 0.065 | ASHRAE 90.2 | $/ft2 | 0 | 0 | 8.21
RE0371 | Exterior Walls | Walls Above Grade | Walls-Wood Frame - Wall Assembly (Multi-Family) | Walls-Wood Frame - Wall Assembly | Multifamily | Exterior Enclosure | Shell | Exterior Walls | Wall Assembly |  | 3 | 19 | [11 empty] | 0.05 | ASHRAE 90.2 | $/ft2 | 0 | 0 | 9.86
RE0372 | Exterior Walls | Walls Above Grade | Walls-Wood Frame - Wall Assembly (Multi-Family) | Walls-Wood Frame - Wall Assembly | Multifamily | Exterior Enclosure | Shell | Exterior Walls | Wall Assembly |  | 4.5 | 13 | [11 empty] | 0.058 | ASHRAE 90.2 | $/ft2 | 0 | 0 | 8.58
RE0373 | Exterior Walls | Walls Above Grade | Walls-Wood Frame - Wall Assembly (Multi-Family) | Walls-Wood Frame - Wall Assembly | Multifamily | Exterior Enclosure | Shell | Exterior Walls | Wall Assembly |  | 4.5 | 19 | [11 empty] | 0.046 | ASHRAE 90.2 | $/ft2 | 0 | 0 | 10.33
RE0374 | Exterior Walls | Walls Above Grade | Walls-Wood Frame - Wall Assembly (Multi-Family) | Walls-Wood Frame - Wall Assembly | Multifamily | Exterior Enclosure | Shell | Exterior Walls | Wall Assembly |  | 4.5 | 13 | [11 empty] | 0.057 | ASHRAE 90.2 | $/ft2 | 0 | 0 | 8.31
RE0375 | Exterior Walls | Walls Above Grade | Walls-Wood Frame - Wall Assembly (Multi-Family) | Walls-Wood Frame - Wall Assembly | Multifamily | Exterior Enclosure | Shell | Exterior Walls | Wall Assembly |  | 4.5 | 19 | [11 empty] | 0.045 | ASHRAE 90.2 | $/ft2 | 0 | 0 | 10
RE0376 | Exterior Walls | Walls Above Grade | Walls-Wood Frame - Wall Assembly (Multi-Family) | Walls-Wood Frame - Wall Assembly | Multifamily | Exterior Enclosure | Shell | Exterior Walls | Wall Assembly |  | 6 | 13 | [11 empty] | 0.053 | ASHRAE 90.2 | $/ft2 | 0 | 0 | 8.84
RE0377 | Exterior Walls | Walls Above Grade | Walls-Wood Frame - Wall Assembly (Multi-Family) | Walls-Wood Frame - Wall Assembly | Multifamily | Exterior Enclosure | Shell | Exterior Walls | Wall Assembly |  | 6 | 19 | [11 empty] | 0.043 | ASHRAE 90.2 | $/ft2 | 0 | 0 | 10.53
RE0378 | Exterior Walls | Walls Above Grade | Walls-Wood Frame - Wall Assembly (Multi-Family) | Walls-Wood Frame - Wall Assembly | Multifamily | Exterior Enclosure | Shell | Exterior Walls | Wall Assembly |  | 6 | 13 | [11 empty] | 0.052 | ASHRAE 90.2 | $/ft2 | 0 | 0 | 8.53
RE0379 | Exterior Walls | Walls Above Grade | Walls-Wood Frame - Wall Assembly (Multi-Family) | Walls-Wood Frame - Wall Assembly | Multifamily | Exterior Enclosure | Shell | Exterior Walls | Wall Assembly |  | 6 | 19 | [11 empty] | 0.042 | ASHRAE 90.2 | $/ft2 | 0 | 0 | 10.18
RE0380 | Exterior Walls | Walls Above Grade | Walls-Wood Frame - Wall Assembly (Multi-Family) | Walls-Wood Frame - Wall Assembly | Multifamily | Exterior Enclosure | Shell | Exterior Walls | Wall Assembly |  | 3.2 | 13 | [11 empty] | 0.064 | ASHRAE 90.2 | $/ft2 | 0 | 0 | 8.51
RE0381 | Exterior Walls | Walls Above Grade | Walls-Wood Frame - Wall Assembly (Multi-Family) | Walls-Wood Frame - Wall Assembly | Multifamily | Exterior Enclosure | Shell | Exterior Walls | Wall Assembly |  | 3.2 | 19 | [11 empty] | 0.049 | ASHRAE 90.2 | $/ft2 | 0 | 0 | 10.49
RE0382 | Exterior Walls | Walls Above Grade | Walls-Wood Frame - Wall Assembly (Multi-Family) | Walls-Wood Frame - Wall Assembly | Multifamily | Exterior Enclosure | Shell | Exterior Walls | Wall Assembly |  | 3.2 | 13 | [11 empty] | 0.062 | ASHRAE 90.2 | $/ft2 | 0 | 0 | 8.19
RE0383 | Exterior Walls | Walls Above Grade | Walls-Wood Frame - Wall Assembly (Multi-Family) | Walls-Wood Frame - Wall Assembly | Multifamily | Exterior Enclosure | Shell | Exterior Walls | Wall Assembly |  | 3.2 | 19 | [11 empty] | 0.048 | ASHRAE 90.2 | $/ft2 | 0 | 0 | 10.11
RE0384 | Exterior Walls | Walls Above Grade | Walls-Wood Frame - Wall Assembly (Multi-Family) | Walls-Wood Frame - Wall Assembly | Multifamily | Exterior Enclosure | Shell | Exterior Walls | Wall Assembly |  | 5 | 13 | [11 empty] | 0.057 | ASHRAE 90.2 | $/ft2 | 0 | 0 | 9.09
RE0385 | Exterior Walls | Walls Above Grade | Walls-Wood Frame - Wall Assembly (Multi-Family) | Walls-Wood Frame - Wall Assembly | Multifamily | Exterior Enclosure | Shell | Exterior Walls | Wall Assembly |  | 5 | 19 | [11 empty] | 0.045 | ASHRAE 90.2 | $/ft2 | 0 | 0 | 11.09
RE0386 | Exterior Walls | Walls Above Grade | Walls-Wood Frame - Wall Assembly (Multi-Family) | Walls-Wood Frame - Wall Assembly | Multifamily | Exterior Enclosure | Shell | Exterior Walls | Wall Assembly |  | 5 | 13 | [11 empty] | 0.056 | ASHRAE 90.2 | $/ft2 | 0 | 0 | 8.68
RE0387 | Exterior Walls | Walls Above Grade | Walls-Wood Frame - Wall Assembly (Multi-Family) | Walls-Wood Frame - Wall Assembly | Multifamily | Exterior Enclosure | Shell | Exterior Walls | Wall Assembly |  | 5 | 19 | [11 empty] | 0.044 | ASHRAE 90.2 | $/ft2 | 0 | 0 | 10.64
RE0388 | Exterior Walls | Walls Above Grade | Walls-Wood Frame - Wall Assembly (Multi-Family) | Walls-Wood Frame - Wall Assembly | Multifamily | Exterior Enclosure | Shell | Exterior Walls | Wall Assembly |  | 6.5 | 13 | [11 empty] | 0.052 | ASHRAE 90.2 | $/ft2 | 0 | 0 | 9.34
RE0389 | Exterior Walls | Walls Above Grade | Walls-Wood Frame - Wall Assembly (Multi-Family) | Walls-Wood Frame - Wall Assembly | Multifamily | Exterior Enclosure | Shell | Exterior Walls | Wall Assembly |  | 6.5 | 19 | [11 empty] | 0.042 | ASHRAE 90.2 | $/ft2 | 0 | 0 | 11.33
RE0390 | Exterior Walls | Walls Above Grade | Walls-Wood Frame - Wall Assembly (Multi-Family) | Walls-Wood Frame - Wall Assembly | Multifamily | Exterior Enclosure | Shell | Exterior Walls | Wall Assembly |  | 6.5 | 13 | [11 empty] | 0.051 | ASHRAE 90.2 | $/ft2 | 0 | 0 | 8.92
RE0391 | Exterior Walls | Walls Above Grade | Walls-Wood Frame - Wall Assembly (Multi-Family) | Walls-Wood Frame - Wall Assembly | Multifamily | Exterior Enclosure | Shell | Exterior Walls | Wall Assembly |  | 6.5 | 19 | [11 empty] | 0.041 | ASHRAE 90.2 | $/ft2 | 0 | 0 | 10.89
RE0392 | Exterior Walls | Walls Above Grade | Walls-Wood Frame - Wall Assembly (Multi-Family) | Walls-Wood Frame - Wall Assembly | Multifamily | Exterior Enclosure | Shell | Exterior Walls | Wall Assembly |  | 7 | 13 | [11 empty] | 0.041 | ASHRAE 90.2 | $/ft2 | 0 | 0 | 9.95
RE0393 | Exterior Walls | Walls Above Grade | Walls-Wood Frame - Wall Assembly (Multi-Family) | Walls-Wood Frame - Wall Assembly | Multifamily | Exterior Enclosure | Shell | Exterior Walls | Wall Assembly |  | 7 | 19 | [11 empty] | 0.041 | ASHRAE 90.2 | $/ft2 | 0 | 0 | 11.95
RE0394 | Exterior Walls | Walls Above Grade | Walls-Wood Frame - Wall Assembly (Multi-Family) | Walls-Wood Frame - Wall Assembly | Multifamily | Exterior Enclosure | Shell | Exterior Walls | Wall Assembly |  | 7 | 13 | [11 empty] | 0.05 | ASHRAE 90.2 | $/ft2 | 0 | 0 | 9.53
RE0395 | Exterior Walls | Walls Above Grade | Walls-Wood Frame - Wall Assembly (Multi-Family) | Walls-Wood Frame - Wall Assembly | Multifamily | Exterior Enclosure | Shell | Exterior Walls | Wall Assembly |  | 7 | 19 | [11 empty] | 0.04 | ASHRAE 90.2 | $/ft2 | 0 | 0 | 11.51
RE0396 | Exterior Walls | Walls Above Grade | Walls-Steel Frame - Wall Assembly (Multi-Family) | Walls-Steel Frame - Wall Assembly | Multifamily | Exterior Enclosure | Shell | Exterior Walls | Wall Assembly |  |  | 11 | [11 empty] | 0.106 | ASHRAE 90.2 | $/ft2 | 0 | 0 | 7.72
RE0397 | Exterior Walls | Walls Above Grade | Walls-Steel Frame - Wall Assembly (Multi-Family) | Walls-Steel Frame - Wall Assembly | Multifamily | Exterior Enclosure | Shell | Exterior Walls | Wall Assembly |  |  | 13 | [11 empty] | 0.1 | ASHRAE 90.2 | $/ft2 | 0 | 0 | 7.79
RE0398 | Exterior Walls | Walls Above Grade | Walls-Steel Frame - Wall Assembly (Multi-Family) | Walls-Steel Frame - Wall Assembly | Multifamily | Exterior Enclosure | Shell | Exterior Walls | Wall Assembly |  |  | 15 | [11 empty] | 0.094 | ASHRAE 90.2 | $/ft2 | 0 | 0 | 8.01
RE0399 | Exterior Walls | Walls Above Grade | Walls-Steel Frame - Wall Assembly (Multi-Family) | Walls-Steel Frame - Wall Assembly | Multifamily | Exterior Enclosure | Shell | Exterior Walls | Wall Assembly |  |  | 19 | [11 empty] | 0.088 | ASHRAE 90.2 | $/ft2 | 0 | 0 | 8.02
RE0400 | Exterior Walls | Walls Above Grade | Walls-Steel Frame - Wall Assembly (Multi-Family) | Walls-Steel Frame - Wall Assembly | Multifamily | Exterior Enclosure | Shell | Exterior Walls | Wall Assembly |  |  | 21 | [11 empty] | 0.085 | ASHRAE 90.2 | $/ft2 | 0 | 0 | 8.12
RE0301 | Exterior Walls | Walls Above Grade | Walls-Steel Frame - Wall Assembly (Residential) | Walls-Steel Frame - Wall Assembly | Residential | Exterior Enclosure | Shell | Exterior Walls | Wall Assembly |  | 6.5 | 19 | [11 empty] | 0.059 | ASHRAE 90.2 | $/ft2 | 0 | 0 | 9.57
RE0302 | Exterior Walls | Walls Above Grade | Walls-Steel Frame - Wall Assembly (Residential) | Walls-Steel Frame - Wall Assembly | Residential | Exterior Enclosure | Shell | Exterior Walls | Wall Assembly |  | 10 | 13 | [11 empty] | 0.052 | ASHRAE 90.2 | $/ft2 | 0 | 0 | 9.6
RE0303 | Exterior Walls | Walls Above Grade | Walls-Steel Frame - Wall Assembly (Residential) | Walls-Steel Frame - Wall Assembly | Residential | Exterior Enclosure | Shell | Exterior Walls | Wall Assembly |  | 10 | 19 | [11 empty] | 0.049 | ASHRAE 90.2 | $/ft2 | 0 | 0 | 10.35
RE0304 | Exterior Walls | Walls Above Grade | Walls-Steel Frame - Wall Assembly (Residential) | Walls-Steel Frame - Wall Assembly | Residential | Exterior Enclosure | Shell | Exterior Walls | Wall Assembly |  |  | 13 | [11 empty] | 0.1 | ASHRAE 90.2 | $/ft2 | 0 | 0 | 8.61
RE0305 | Exterior Walls | Walls Above Grade | Walls-Steel Frame - Wall Assembly (Residential) | Walls-Steel Frame - Wall Assembly | Residential | Exterior Enclosure | Shell | Exterior Walls | Wall Assembly |  |  | 19 | [11 empty] | 0.088 | ASHRAE 90.2 | $/ft2 | 0 | 0 | 9.72
RE0306 | Exterior Walls | Walls Above Grade | Walls-Steel Frame - Wall Assembly (Residential) | Walls-Steel Frame - Wall Assembly | Residential | Exterior Enclosure | Shell | Exterior Walls | Wall Assembly |  | 2 | 13 | [11 empty] | 0.09 | ASHRAE 90.2 | $/ft2 | 0 | 0 | 9.04
RE0307 | Exterior Walls | Walls Above Grade | Walls-Steel Frame - Wall Assembly (Residential) | Walls-Steel Frame - Wall Assembly | Residential | Exterior Enclosure | Shell | Exterior Walls | Wall Assembly |  | 2 | 19 | [11 empty] | 0.08 | ASHRAE 90.2 | $/ft2 | 0 | 0 | 10.6
RE0308 | Exterior Walls | Walls Above Grade | Walls-Steel Frame - Wall Assembly (Residential) | Walls-Steel Frame - Wall Assembly | Residential | Exterior Enclosure | Shell | Exterior Walls | Wall Assembly |  | 3 | 13 | [11 empty] | 0.082 | ASHRAE 90.2 | $/ft2 | 0 | 0 | 9.1
RE0309 | Exterior Walls | Walls Above Grade | Walls-Steel Frame - Wall Assembly (Residential) | Walls-Steel Frame - Wall Assembly | Residential | Exterior Enclosure | Shell | Exterior Walls | Wall Assembly |  | 3 | 19 | [11 empty] | 0.074 | ASHRAE 90.2 | $/ft2 | 0 | 0 | 10.65
RE0310 | Exterior Walls | Walls Above Grade | Walls-Steel Frame - Wall Assembly (Residential) | Walls-Steel Frame - Wall Assembly | Residential | Exterior Enclosure | Shell | Exterior Walls | Wall Assembly |  | 4 | 13 | [11 empty] | 0.076 | ASHRAE 90.2 | $/ft2 | 0 | 0 | 9.19
RE0311 | Exterior Walls | Walls Above Grade | Walls-Steel Frame - Wall Assembly (Residential) | Walls-Steel Frame - Wall Assembly | Residential | Exterior Enclosure | Shell | Exterior Walls | Wall Assembly |  | 4 | 19 | [11 empty] | 0.069 | ASHRAE 90.2 | $/ft2 | 0 | 0 | 10.74
RE0312 | Exterior Walls | Walls Above Grade | Walls-Steel Frame - Wall Assembly (Residential) | Walls-Steel Frame - Wall Assembly | Residential | Exterior Enclosure | Shell | Exterior Walls | Wall Assembly |  | 2.5 | 13 | [11 empty] | 0.086 | ASHRAE 90.2 | $/ft2 | 0 | 0 | 8.85
RE0313 | Exterior Walls | Walls Above Grade | Walls-Steel Frame - Wall Assembly (Residential) | Walls-Steel Frame - Wall Assembly | Residential | Exterior Enclosure | Shell | Exterior Walls | Wall Assembly |  | 2.5 | 19 | [11 empty] | 0.077 | ASHRAE 90.2 | $/ft2 | 0 | 0 | 10.53
RE0314 | Exterior Walls | Walls Above Grade | Walls-Steel Frame - Wall Assembly (Residential) | Walls-Steel Frame - Wall Assembly | Residential | Exterior Enclosure | Shell | Exterior Walls | Wall Assembly |  | 4 | 13 | [11 empty] | 0.076 | ASHRAE 90.2 | $/ft2 | 0 | 0 | 9.01
RE0315 | Exterior Walls | Walls Above Grade | Walls-Steel Frame - Wall Assembly (Residential) | Walls-Steel Frame - Wall Assembly | Residential | Exterior Enclosure | Shell | Exterior Walls | Wall Assembly |  | 4 | 19 | [11 empty] | 0.069 | ASHRAE 90.2 | $/ft2 | 0 | 0 | 10.66
RE0316 | Exterior Walls | Walls Above Grade | Walls-Steel Frame - Wall Assembly (Residential) | Walls-Steel Frame - Wall Assembly | Residential | Exterior Enclosure | Shell | Exterior Walls | Wall Assembly |  | 5 | 13 | [11 empty] | 0.071 | ASHRAE 90.2 | $/ft2 | 0 | 0 | 9.38
RE0317 | Exterior Walls | Walls Above Grade | Walls-Steel Frame - Wall Assembly (Residential) | Walls-Steel Frame - Wall Assembly | Residential | Exterior Enclosure | Shell | Exterior Walls | Wall Assembly |  | 5 | 19 | [11 empty] | 0.064 | ASHRAE 90.2 | $/ft2 | 0 | 0 | 10.86
RE0318 | Exterior Walls | Walls Above Grade | Walls-Steel Frame - Wall Assembly (Residential) | Walls-Steel Frame - Wall Assembly | Residential | Exterior Enclosure | Shell | Exterior Walls | Wall Assembly |  | 3.2 | 13 | [11 empty] | 0.081 | ASHRAE 90.2 | $/ft2 | 0 | 0 | 9.38
RE0319 | Exterior Walls | Walls Above Grade | Walls-Steel Frame - Wall Assembly (Residential) | Walls-Steel Frame - Wall Assembly | Residential | Exterior Enclosure | Shell | Exterior Walls | Wall Assembly |  | 3.2 | 19 | [11 empty] | 0.073 | ASHRAE 90.2 | $/ft2 | 0 | 0 | 10.84
RE0320 | Exterior Walls | Walls Above Grade | Walls-Steel Frame - Wall Assembly (Residential) | Walls-Steel Frame - Wall Assembly | Residential | Exterior Enclosure | Shell | Exterior Walls | Wall Assembly |  | 5 | 13 | [11 empty] | 0.071 | ASHRAE 90.2 | $/ft2 | 0 | 0 | 9.65
RE0321 | Exterior Walls | Walls Above Grade | Walls-Steel Frame - Wall Assembly (Residential) | Walls-Steel Frame - Wall Assembly | Residential | Exterior Enclosure | Shell | Exterior Walls | Wall Assembly |  | 5 | 19 | [11 empty] | 0.064 | ASHRAE 90.2 | $/ft2 | 0 | 0 | 11.2
RE0322 | Exterior Walls | Walls Above Grade | Walls-Steel Frame - Wall Assembly (Residential) | Walls-Steel Frame - Wall Assembly | Residential | Exterior Enclosure | Shell | Exterior Walls | Wall Assembly |  | 6.5 | 13 | [11 empty] | 0.064 | ASHRAE 90.2 | $/ft2 | 0 | 0 | 9.91
RE0323 | Exterior Walls | Walls Above Grade | Walls-Steel Frame - Wall Assembly (Residential) | Walls-Steel Frame - Wall Assembly | Residential | Exterior Enclosure | Shell | Exterior Walls | Wall Assembly |  | 6.5 | 19 | [11 empty] | 0.059 | ASHRAE 90.2 | $/ft2 | 0 | 0 | 11.51
RE0324 | Exterior Walls | Walls Above Grade | Walls-Steel Frame - Wall Assembly (Residential) | Walls-Steel Frame - Wall Assembly | Residential | Exterior Enclosure | Shell | Exterior Walls | Wall Assembly |  | 10 | 13 | [11 empty] | 0.052 | ASHRAE 90.2 | $/ft2 | 0 | 0 | 10.7
RE0325 | Exterior Walls | Walls Above Grade | Walls-Steel Frame - Wall Assembly (Residential) | Walls-Steel Frame - Wall Assembly | Residential | Exterior Enclosure | Shell | Exterior Walls | Wall Assembly |  | 10 | 19 | [11 empty] | 0.049 | ASHRAE 90.2 | $/ft2 | 0 | 0 | 12.3
RE0326 | Foundation | Foundation | Foundation-Insulation only - Foundation & Slab (Multi-Family) | Foundation-Insulation only - Foundation & Slab | Multifamily | Foundations | Substructure | Standard Foundations | Insulation only - Foundation & Slab |  |  | 10 | [11 empty] | 0.105 | ASHRAE 90.2 | $/ft2 | 0 | 0 | 4.2
RE0327 | Foundation | Foundation | Foundation-Insulation only - Foundation & Slab (Multi-Family) | Foundation-Insulation only - Foundation & Slab | Multifamily | Foundations | Substructure | Standard Foundations | Insulation only - Foundation & Slab |  |  | 15 | [11 empty] | 0.078 | ASHRAE 90.2 | $/ft2 | 0 | 0 | 5.51
RE0328 | Foundation | Foundation | Foundation-Insulation only - Foundation & Slab (Multi-Family) | Foundation-Insulation only - Foundation & Slab | Multifamily | Foundations | Substructure | Standard Foundations | Insulation only - Foundation & Slab |  |  | 18 |  |  |  | 18 | [7 empty] | 0.061 | ASHRAE 90.2 | $/ft2 | 0 | 0 | 4.5
RE0329 | Foundation | Foundation | Foundation-Insulation only - Foundation & Slab (Multi-Family) | Foundation-Insulation only - Foundation & Slab | Multifamily | Foundations | Substructure | Standard Foundations | Insulation only - Foundation & Slab |  |  | 27 |  |  |  | 27 | [7 empty] | 0.056 | ASHRAE 90.2 | $/ft2 | 0 | 0 | 6.16
RE0330 | Foundation | Foundation | Foundation-Insulation only - Foundation & Slab (Multi-Family) | Foundation-Insulation only - Foundation & Slab | Multifamily | Foundations | Substructure | Standard Foundations | Insulation only - Foundation & Slab |  |  | 2.5 | [11 empty] | 0.233 | ASHRAE 90.2 | $/ft2 | 0 | 0 | 2.44
RE0331 | Foundation | Foundation | Foundation-Insulation only - Foundation & Slab (Multi-Family) | Foundation-Insulation only - Foundation & Slab | Multifamily | Foundations | Substructure | Standard Foundations | Insulation only - Foundation & Slab |  |  | 5 | [11 empty] | 0.167 | ASHRAE 90.2 | $/ft2 | 0 | 0 | 2.8
RE0332 | Foundation | Foundation | Foundation-Insulation only - Foundation & Slab (Multi-Family) | Foundation-Insulation only - Foundation & Slab | Multifamily | Foundations | Substructure | Standard Foundations | Insulation only - Foundation & Slab |  |  | 10 |  |  |  | 10 | [7 empty] | 0.105 | ASHRAE 90.2 | $/ft2 | 0 | 0 | 3.57
RE0333 | Foundation | Foundation | Foundation-Insulation only - Foundation & Slab (Multi-Family) | Foundation-Insulation only - Foundation & Slab | Multifamily | Foundations | Substructure | Standard Foundations | Insulation only - Foundation & Slab |  |  | 3.5 | [11 empty] | 0.2 | ASHRAE 90.2 | $/ft2 | 0 | 0 | 2.7
RE0334 | Foundation | Foundation | Foundation-Insulation only - Foundation & Slab (Multi-Family) | Foundation-Insulation only - Foundation & Slab | Multifamily | Foundations | Substructure | Standard Foundations | Insulation only - Foundation & Slab |  |  | 7 | [11 empty] | 0.133 | ASHRAE 90.2 | $/ft2 | 0 | 0 | 3.05
RE0335 | Foundation | Foundation | Foundation-Insulation only - Foundation & Slab (Multi-Family) | Foundation-Insulation only - Foundation & Slab | Multifamily | Foundations | Substructure | Standard Foundations | Insulation only - Foundation & Slab |  |  | 10.5 |  |  |  | 10.6 | [7 empty] | 0.092 | ASHRAE 90.2 | $/ft2 | 0 | 0 | 3.66
RE0336 | Foundation | Foundation | Foundation-Insulation only - Foundation & Slab (Multi-Family) | Foundation-Insulation only - Foundation & Slab | Multifamily | Foundations | Substructure | Standard Foundations | Insulation only - Foundation & Slab |  |  | 11 |  |  |  | 11 | [7 empty] | 0.092 | ASHRAE 90.2 | $/ft2 | 0 | 0 | 1.74
RE0337 | Foundation | Foundation | Foundation-Insulation only - Foundation & Slab (Multi-Family) | Foundation-Insulation only - Foundation & Slab | Multifamily | Foundations | Substructure | Standard Foundations | Insulation only - Foundation & Slab |  |  | 13 |  |  |  | 13 | [7 empty] | 0.083 | ASHRAE 90.2 | $/ft2 | 0 | 0 | 1.92
RE0338 | Foundation | Foundation | Foundation-Insulation only - Foundation & Slab (Multi-Family) | Foundation-Insulation only - Foundation & Slab | Multifamily | Foundations | Substructure | Standard Foundations | Insulation only - Foundation & Slab |  |  | 13 |  |  |  | 13 | [7 empty] | 0.083 | ASHRAE 90.2 | $/ft2 | 0 | 0 | 3.4
RE0339 | Foundation | Foundation | Foundation-Insulation only - Foundation & Slab (Multi-Family) | Foundation-Insulation only - Foundation & Slab | Multifamily | Foundations | Substructure | Standard Foundations | Insulation only - Foundation & Slab |  |  | 19 |  |  |  | 19 | [7 empty] | 0.059 | ASHRAE 90.2 | $/ft2 | 0 | 0 | 4.27
RE0340 | Foundation | Foundation | Foundation-Insulation only - Foundation & Slab (Multi-Family) | Foundation-Insulation only - Foundation & Slab | Multifamily | Foundations | Substructure | Standard Foundations | Insulation only - Foundation & Slab |  |  | 4 | [11 empty] | 0.2 | ASHRAE 90.2 | $/ft2 | 0 | 0 | 2.31
RE0341 | Foundation | Foundation | Foundation-Insulation only - Foundation & Slab (Multi-Family) | Foundation-Insulation only - Foundation & Slab | Multifamily | Foundations | Substructure | Standard Foundations | Insulation only - Foundation & Slab |  |  | 8 | [11 empty] | 0.125 | ASHRAE 90.2 | $/ft2 | 0 | 0 | 3.67
RE0342 | Foundation | Foundation | Foundation-Insulation only - Foundation & Slab (Multi-Family) | Foundation-Insulation only - Foundation & Slab | Multifamily | Foundations | Substructure | Standard Foundations | Insulation only - Foundation & Slab |  |  | 10 | [11 empty] | 0.105 | ASHRAE 90.2 | $/ft2 | 0 | 0 | 4.2
RE0343 | Foundation | Foundation | Foundation-Insulation only - Foundation & Slab (Multi-Family) | Foundation-Insulation only - Foundation & Slab | Multifamily | Foundations | Substructure | Standard Foundations | Insulation only - Foundation & Slab |  |  | 15 | [11 empty] | 0.078 | ASHRAE 90.2 | $/ft2 | 0 | 0 | 5.51
RE0344 | Foundation | Foundation | Foundation-Insulation only - Foundation & Slab (Multi-Family) | Foundation-Insulation only - Foundation & Slab | Multifamily | Foundations | Substructure | Standard Foundations | Insulation only - Foundation & Slab |  |  | 18 |  |  |  | 18 | [7 empty] | 0.061 | ASHRAE 90.2 | $/ft2 | 0 | 0 | 4.5
RE0345 | Foundation | Foundation | Foundation-Insulation only - Foundation & Slab (Multi-Family) | Foundation-Insulation only - Foundation & Slab | Multifamily | Foundations | Substructure | Standard Foundations | Insulation only - Foundation & Slab |  |  | 27 |  |  |  | 27 | [7 empty] | 0.056 | ASHRAE 90.2 | $/ft2 | 0 | 0 | 6.16
RE0346 | Foundation | Foundation | Foundation-Insulation only - Foundation & Slab (Multi-Family) | Foundation-Insulation only - Foundation & Slab | Multifamily | Foundations | Substructure | Standard Foundations | Insulation only - Foundation & Slab |  |  | 2.5 | [11 empty] | 0.233 | ASHRAE 90.2 | $/ft2 | 0 | 0 | 1.54
RE0347 | Foundation | Foundation | Foundation-Insulation only - Foundation & Slab (Multi-Family) | Foundation-Insulation only - Foundation & Slab | Multifamily | Foundations | Substructure | Standard Foundations | Insulation only - Foundation & Slab |  |  | 2.5 | [11 empty] | 0.233 | ASHRAE 90.2 | $/ft2 | 0 | 0 | 8.77
RE0348 | Foundation | Foundation | Foundation-Insulation only - Foundation & Slab (Multi-Family) | Foundation-Insulation only - Foundation & Slab | Multifamily | Foundations | Substructure | Standard Foundations | Insulation only - Foundation & Slab |  |  | 5 | [11 empty] | 0.167 | ASHRAE 90.2 | $/ft2 | 0 | 0 | 1.9
RE0349 | Foundation | Foundation | Foundation-Insulation only - Foundation & Slab (Multi-Family) | Foundation-Insulation only - Foundation & Slab | Multifamily | Foundations | Substructure | Standard Foundations | Insulation only - Foundation & Slab |  |  | 5 | [11 empty] | 0.167 | ASHRAE 90.2 | $/ft2 | 0 | 0 | 9.14
RE0350 | Foundation | Foundation | Foundation-Insulation only - Foundation & Slab (Multi-Family) | Foundation-Insulation only - Foundation & Slab | Multifamily | Foundations | Substructure | Standard Foundations | Insulation only - Foundation & Slab |  |  | 10 |  |  |  | 10 | [7 empty] | 0.105 | ASHRAE 90.2 | $/ft2 | 0 | 0 | 2.67
RE0251 | Exterior Walls | Walls Above Grade | Walls-Steel Frame - Wall Assembly (Residential) | Walls-Steel Frame - Wall Assembly | Residential | Exterior Enclosure | Shell | Exterior Walls | Wall Assembly |  | 2.5 | 21 | [11 empty] | 0.074 | ASHRAE 90.2 | $/ft2 | 0 | 0 | 8.34
RE0252 | Exterior Walls | Walls Above Grade | Walls-Steel Frame - Wall Assembly (Residential) | Walls-Steel Frame - Wall Assembly | Residential | Exterior Enclosure | Shell | Exterior Walls | Wall Assembly |  | 4 | 11 | [11 empty] | 0.08 | ASHRAE 90.2 | $/ft2 | 0 | 0 | 7.49
RE0253 | Exterior Walls | Walls Above Grade | Walls-Steel Frame - Wall Assembly (Residential) | Walls-Steel Frame - Wall Assembly | Residential | Exterior Enclosure | Shell | Exterior Walls | Wall Assembly |  | 4 | 13 | [11 empty] | 0.076 | ASHRAE 90.2 | $/ft2 | 0 | 0 | 7.57
RE0254 | Exterior Walls | Walls Above Grade | Walls-Steel Frame - Wall Assembly (Residential) | Walls-Steel Frame - Wall Assembly | Residential | Exterior Enclosure | Shell | Exterior Walls | Wall Assembly |  | 4 | 15 | [11 empty] | 0.073 | ASHRAE 90.2 | $/ft2 | 0 | 0 | 7.81
RE0255 | Exterior Walls | Walls Above Grade | Walls-Steel Frame - Wall Assembly (Residential) | Walls-Steel Frame - Wall Assembly | Residential | Exterior Enclosure | Shell | Exterior Walls | Wall Assembly |  | 4 | 19 | [11 empty] | 0.069 | ASHRAE 90.2 | $/ft2 | 0 | 0 | 8.37
RE0256 | Exterior Walls | Walls Above Grade | Walls-Steel Frame - Wall Assembly (Residential) | Walls-Steel Frame - Wall Assembly | Residential | Exterior Enclosure | Shell | Exterior Walls | Wall Assembly |  | 4 | 21 | [11 empty] | 0.067 | ASHRAE 90.2 | $/ft2 | 0 | 0 | 8.48
RE0257 | Exterior Walls | Walls Above Grade | Walls-Steel Frame - Wall Assembly (Residential) | Walls-Steel Frame - Wall Assembly | Residential | Exterior Enclosure | Shell | Exterior Walls | Wall Assembly |  | 5 | 11 | [11 empty] | 0.074 | ASHRAE 90.2 | $/ft2 | 0 | 0 | 7.86
RE0258 | Exterior Walls | Walls Above Grade | Walls-Steel Frame - Wall Assembly (Residential) | Walls-Steel Frame - Wall Assembly | Residential | Exterior Enclosure | Shell | Exterior Walls | Wall Assembly |  | 5 | 13 | [11 empty] | 0.071 | ASHRAE 90.2 | $/ft2 | 0 | 0 | 7.94
RE0259 | Exterior Walls | Walls Above Grade | Walls-Steel Frame - Wall Assembly (Residential) | Walls-Steel Frame - Wall Assembly | Residential | Exterior Enclosure | Shell | Exterior Walls | Wall Assembly |  | 5 | 15 | [11 empty] | 0.068 | ASHRAE 90.2 | $/ft2 | 0 | 0 | 8.17
RE0260 | Exterior Walls | Walls Above Grade | Walls-Steel Frame - Wall Assembly (Residential) | Walls-Steel Frame - Wall Assembly | Residential | Exterior Enclosure | Shell | Exterior Walls | Wall Assembly |  | 5 | 19 | [11 empty] | 0.064 | ASHRAE 90.2 | $/ft2 | 0 | 0 | 8.56
RE0261 | Exterior Walls | Walls Above Grade | Walls-Steel Frame - Wall Assembly (Residential) | Walls-Steel Frame - Wall Assembly | Residential | Exterior Enclosure | Shell | Exterior Walls | Wall Assembly |  | 5 | 21 | [11 empty] | 0.063 | ASHRAE 90.2 | $/ft2 | 0 | 0 | 8.68
RE0262 | Exterior Walls | Walls Above Grade | Walls-Steel Frame - Wall Assembly (Residential) | Walls-Steel Frame - Wall Assembly | Residential | Exterior Enclosure | Shell | Exterior Walls | Wall Assembly |  | 3.2 | 11 | [11 empty] | 0.085 | ASHRAE 90.2 | $/ft2 | 0 | 0 | 7.86
RE0263 | Exterior Walls | Walls Above Grade | Walls-Steel Frame - Wall Assembly (Residential) | Walls-Steel Frame - Wall Assembly | Residential | Exterior Enclosure | Shell | Exterior Walls | Wall Assembly |  | 3.2 | 13 | [11 empty] | 0.081 | ASHRAE 90.2 | $/ft2 | 0 | 0 | 7.94
RE0264 | Exterior Walls | Walls Above Grade | Walls-Steel Frame - Wall Assembly (Residential) | Walls-Steel Frame - Wall Assembly | Residential | Exterior Enclosure | Shell | Exterior Walls | Wall Assembly |  | 3.2 | 15 | [11 empty] | 0.077 | ASHRAE 90.2 | $/ft2 | 0 | 0 | 8.16
RE0265 | Exterior Walls | Walls Above Grade | Walls-Steel Frame - Wall Assembly (Residential) | Walls-Steel Frame - Wall Assembly | Residential | Exterior Enclosure | Shell | Exterior Walls | Wall Assembly |  | 3.2 | 19 | [11 empty] | 0.073 | ASHRAE 90.2 | $/ft2 | 0 | 0 | 8.54
RE0266 | Exterior Walls | Walls Above Grade | Walls-Steel Frame - Wall Assembly (Residential) | Walls-Steel Frame - Wall Assembly | Residential | Exterior Enclosure | Shell | Exterior Walls | Wall Assembly |  | 3.2 | 21 | [11 empty] | 0.071 | ASHRAE 90.2 | $/ft2 | 0 | 0 | 8.65
RE0267 | Exterior Walls | Walls Above Grade | Walls-Steel Frame - Wall Assembly (Residential) | Walls-Steel Frame - Wall Assembly | Residential | Exterior Enclosure | Shell | Exterior Walls | Wall Assembly |  | 5 | 11 | [11 empty] | 0.074 | ASHRAE 90.2 | $/ft2 | 0 | 0 | 8.13
RE0268 | Exterior Walls | Walls Above Grade | Walls-Steel Frame - Wall Assembly (Residential) | Walls-Steel Frame - Wall Assembly | Residential | Exterior Enclosure | Shell | Exterior Walls | Wall Assembly |  | 5 | 13 | [11 empty] | 0.071 | ASHRAE 90.2 | $/ft2 | 0 | 0 | 8.2
RE0269 | Exterior Walls | Walls Above Grade | Walls-Steel Frame - Wall Assembly (Residential) | Walls-Steel Frame - Wall Assembly | Residential | Exterior Enclosure | Shell | Exterior Walls | Wall Assembly |  | 5 | 15 | [11 empty] | 0.068 | ASHRAE 90.2 | $/ft2 | 0 | 0 | 8.44
RE0270 | Exterior Walls | Walls Above Grade | Walls-Steel Frame - Wall Assembly (Residential) | Walls-Steel Frame - Wall Assembly | Residential | Exterior Enclosure | Shell | Exterior Walls | Wall Assembly |  | 5 | 19 | [11 empty] | 0.064 | ASHRAE 90.2 | $/ft2 | 0 | 0 | 8.9
RE0271 | Exterior Walls | Walls Above Grade | Walls-Steel Frame - Wall Assembly (Residential) | Walls-Steel Frame - Wall Assembly | Residential | Exterior Enclosure | Shell | Exterior Walls | Wall Assembly |  | 5 | 21 | [11 empty] | 0.063 | ASHRAE 90.2 | $/ft2 | 0 | 0 | 9.02
RE0272 | Exterior Walls | Walls Above Grade | Walls-Steel Frame - Wall Assembly (Residential) | Walls-Steel Frame - Wall Assembly | Residential | Exterior Enclosure | Shell | Exterior Walls | Wall Assembly |  | 6.5 | 11 | [11 empty] | 0.066 | ASHRAE 90.2 | $/ft2 | 0 | 0 | 8.4
RE0273 | Exterior Walls | Walls Above Grade | Walls-Steel Frame - Wall Assembly (Residential) | Walls-Steel Frame - Wall Assembly | Residential | Exterior Enclosure | Shell | Exterior Walls | Wall Assembly |  | 6.5 | 13 | [11 empty] | 0.064 | ASHRAE 90.2 | $/ft2 | 0 | 0 | 8.48
RE0274 | Exterior Walls | Walls Above Grade | Walls-Steel Frame - Wall Assembly (Residential) | Walls-Steel Frame - Wall Assembly | Residential | Exterior Enclosure | Shell | Exterior Walls | Wall Assembly |  | 6.5 | 15 | [11 empty] | 0.061 | ASHRAE 90.2 | $/ft2 | 0 | 0 | 8.71
RE0275 | Exterior Walls | Walls Above Grade | Walls-Steel Frame - Wall Assembly (Residential) | Walls-Steel Frame - Wall Assembly | Residential | Exterior Enclosure | Shell | Exterior Walls | Wall Assembly |  | 6.5 | 19 | [11 empty] | 0.059 | ASHRAE 90.2 | $/ft2 | 0 | 0 | 9.21
RE0276 | Exterior Walls | Walls Above Grade | Walls-Steel Frame - Wall Assembly (Residential) | Walls-Steel Frame - Wall Assembly | Residential | Exterior Enclosure | Shell | Exterior Walls | Wall Assembly |  | 6.5 | 21 | [11 empty] | 0.057 | ASHRAE 90.2 | $/ft2 | 0 | 0 | 9.32
RE0277 | Exterior Walls | Walls Above Grade | Walls-Steel Frame - Wall Assembly (Residential) | Walls-Steel Frame - Wall Assembly | Residential | Exterior Enclosure | Shell | Exterior Walls | Wall Assembly |  | 10 | 11 | [11 empty] | 0.054 | ASHRAE 90.2 | $/ft2 | 0 | 0 | 9.19
RE0278 | Exterior Walls | Walls Above Grade | Walls-Steel Frame - Wall Assembly (Residential) | Walls-Steel Frame - Wall Assembly | Residential | Exterior Enclosure | Shell | Exterior Walls | Wall Assembly |  | 10 | 13 | [11 empty] | 0.052 | ASHRAE 90.2 | $/ft2 | 0 | 0 | 9.26
RE0279 | Exterior Walls | Walls Above Grade | Walls-Steel Frame - Wall Assembly (Residential) | Walls-Steel Frame - Wall Assembly | Residential | Exterior Enclosure | Shell | Exterior Walls | Wall Assembly |  | 10 | 15 | [11 empty] | 0.051 | ASHRAE 90.2 | $/ft2 | 0 | 0 | 9.49
RE0280 | Exterior Walls | Walls Above Grade | Walls-Steel Frame - Wall Assembly (Residential) | Walls-Steel Frame - Wall Assembly | Residential | Exterior Enclosure | Shell | Exterior Walls | Wall Assembly |  | 10 | 19 | [11 empty] | 0.049 | ASHRAE 90.2 | $/ft2 | 0 | 0 | 9.99
RE0281 | Exterior Walls | Walls Above Grade | Walls-Steel Frame - Wall Assembly (Residential) | Walls-Steel Frame - Wall Assembly | Residential | Exterior Enclosure | Shell | Exterior Walls | Wall Assembly |  | 10 | 21 | [11 empty] | 0.021 | ASHRAE 90.2 | $/ft2 | 0 | 0 | 10.11
RE0282 | Exterior Walls | Walls Above Grade | Walls-Steel Frame - Wall Assembly (Residential) | Walls-Steel Frame - Wall Assembly | Residential | Exterior Enclosure | Shell | Exterior Walls | Wall Assembly |  |  | 13 | [11 empty] | 0.1 | ASHRAE 90.2 | $/ft2 | 0 | 0 | 7.51
RE0283 | Exterior Walls | Walls Above Grade | Walls-Steel Frame - Wall Assembly (Residential) | Walls-Steel Frame - Wall Assembly | Residential | Exterior Enclosure | Shell | Exterior Walls | Wall Assembly |  |  | 19 | [11 empty] | 0.088 | ASHRAE 90.2 | $/ft2 | 0 | 0 | 7.77
RE0284 | Exterior Walls | Walls Above Grade | Walls-Steel Frame - Wall Assembly (Residential) | Walls-Steel Frame - Wall Assembly | Residential | Exterior Enclosure | Shell | Exterior Walls | Wall Assembly |  | 2 | 13 | [11 empty] | 0.09 | ASHRAE 90.2 | $/ft2 | 0 | 0 | 7.94
RE0285 | Exterior Walls | Walls Above Grade | Walls-Steel Frame - Wall Assembly (Residential) | Walls-Steel Frame - Wall Assembly | Residential | Exterior Enclosure | Shell | Exterior Walls | Wall Assembly |  | 2 | 19 | [11 empty] | 0.08 | ASHRAE 90.2 | $/ft2 | 0 | 0 | 8.65
RE0286 | Exterior Walls | Walls Above Grade | Walls-Steel Frame - Wall Assembly (Residential) | Walls-Steel Frame - Wall Assembly | Residential | Exterior Enclosure | Shell | Exterior Walls | Wall Assembly |  | 3 | 13 | [11 empty] | 0.082 | ASHRAE 90.2 | $/ft2 | 0 | 0 | 8
RE0287 | Exterior Walls | Walls Above Grade | Walls-Steel Frame - Wall Assembly (Residential) | Walls-Steel Frame - Wall Assembly | Residential | Exterior Enclosure | Shell | Exterior Walls | Wall Assembly |  | 3 | 19 | [11 empty] | 0.074 | ASHRAE 90.2 | $/ft2 | 0 | 0 | 8.71
RE0288 | Exterior Walls | Walls Above Grade | Walls-Steel Frame - Wall Assembly (Residential) | Walls-Steel Frame - Wall Assembly | Residential | Exterior Enclosure | Shell | Exterior Walls | Wall Assembly |  | 4 | 13 | [11 empty] | 0.076 | ASHRAE 90.2 | $/ft2 | 0 | 0 | 8.08
RE0289 | Exterior Walls | Walls Above Grade | Walls-Steel Frame - Wall Assembly (Residential) | Walls-Steel Frame - Wall Assembly | Residential | Exterior Enclosure | Shell | Exterior Walls | Wall Assembly |  | 4 | 19 | [11 empty] | 0.069 | ASHRAE 90.2 | $/ft2 | 0 | 0 | 8.81
RE0290 | Exterior Walls | Walls Above Grade | Walls-Steel Frame - Wall Assembly (Residential) | Walls-Steel Frame - Wall Assembly | Residential | Exterior Enclosure | Shell | Exterior Walls | Wall Assembly |  | 2.5 | 13 | [11 empty] | 0.086 | ASHRAE 90.2 | $/ft2 | 0 | 0 | 7.73
RE0291 | Exterior Walls | Walls Above Grade | Walls-Steel Frame - Wall Assembly (Residential) | Walls-Steel Frame - Wall Assembly | Residential | Exterior Enclosure | Shell | Exterior Walls | Wall Assembly |  | 2.5 | 19 | [11 empty] | 0.077 | ASHRAE 90.2 | $/ft2 | 0 | 0 | 8.58
RE0292 | Exterior Walls | Walls Above Grade | Walls-Steel Frame - Wall Assembly (Residential) | Walls-Steel Frame - Wall Assembly | Residential | Exterior Enclosure | Shell | Exterior Walls | Wall Assembly |  | 4 | 13 | [11 empty] | 0.076 | ASHRAE 90.2 | $/ft2 | 0 | 0 | 7.91
RE0293 | Exterior Walls | Walls Above Grade | Walls-Steel Frame - Wall Assembly (Residential) | Walls-Steel Frame - Wall Assembly | Residential | Exterior Enclosure | Shell | Exterior Walls | Wall Assembly |  | 4 | 19 | [11 empty] | 0.069 | ASHRAE 90.2 | $/ft2 | 0 | 0 | 8.73
RE0294 | Exterior Walls | Walls Above Grade | Walls-Steel Frame - Wall Assembly (Residential) | Walls-Steel Frame - Wall Assembly | Residential | Exterior Enclosure | Shell | Exterior Walls | Wall Assembly |  | 5 | 13 | [11 empty] | 0.071 | ASHRAE 90.2 | $/ft2 | 0 | 0 | 8.28
RE0295 | Exterior Walls | Walls Above Grade | Walls-Steel Frame - Wall Assembly (Residential) | Walls-Steel Frame - Wall Assembly | Residential | Exterior Enclosure | Shell | Exterior Walls | Wall Assembly |  | 5 | 19 | [11 empty] | 0.064 | ASHRAE 90.2 | $/ft2 | 0 | 0 | 8.91
RE0296 | Exterior Walls | Walls Above Grade | Walls-Steel Frame - Wall Assembly (Residential) | Walls-Steel Frame - Wall Assembly | Residential | Exterior Enclosure | Shell | Exterior Walls | Wall Assembly |  | 3.2 | 13 | [11 empty] | 0.081 | ASHRAE 90.2 | $/ft2 | 0 | 0 | 8.28
RE0297 | Exterior Walls | Walls Above Grade | Walls-Steel Frame - Wall Assembly (Residential) | Walls-Steel Frame - Wall Assembly | Residential | Exterior Enclosure | Shell | Exterior Walls | Wall Assembly |  | 3.2 | 19 | [11 empty] | 0.073 | ASHRAE 90.2 | $/ft2 | 0 | 0 | 8.89
RE0298 | Exterior Walls | Walls Above Grade | Walls-Steel Frame - Wall Assembly (Residential) | Walls-Steel Frame - Wall Assembly | Residential | Exterior Enclosure | Shell | Exterior Walls | Wall Assembly |  | 5 | 13 | [11 empty] | 0.071 | ASHRAE 90.2 | $/ft2 | 0 | 0 | 8.54
RE0299 | Exterior Walls | Walls Above Grade | Walls-Steel Frame - Wall Assembly (Residential) | Walls-Steel Frame - Wall Assembly | Residential | Exterior Enclosure | Shell | Exterior Walls | Wall Assembly |  | 5 | 19 | [11 empty] | 0.064 | ASHRAE 90.2 | $/ft2 | 0 | 0 | 9.26
RE0300 | Exterior Walls | Walls Above Grade | Walls-Steel Frame - Wall Assembly (Residential) | Walls-Steel Frame - Wall Assembly | Residential | Exterior Enclosure | Shell | Exterior Walls | Wall Assembly |  | 6.5 | 13 | [11 empty] | 0.064 | ASHRAE 90.2 | $/ft2 | 0 | 0 | 8.81
RE0201 | Exterior Walls | Walls Above Grade | Walls-Wood Frame - Wall Assembly (Residential) | Walls-Wood Frame - Wall Assembly (ASHRAE 90.2) | Residential | Exterior Enclosure | Shell | Exterior Walls | Wall Assembly |  | 3 | 13 | [11 empty] | 0.063 | ASHRAE 90.2 | $/ft2 | 0 | 0 | 7.42
RE0202 | Exterior Walls | Walls Above Grade | Walls-Wood Frame - Wall Assembly (Residential) | Walls-Wood Frame - Wall Assembly (ASHRAE 90.2) | Residential | Exterior Enclosure | Shell | Exterior Walls | Wall Assembly |  | 3 | 19 | [11 empty] | 0.049 | ASHRAE 90.2 | $/ft2 | 0 | 0 | 9.21
RE0203 | Exterior Walls | Walls Above Grade | Walls-Wood Frame - Wall Assembly (Residential) | Walls-Wood Frame - Wall Assembly (ASHRAE 90.2) | Residential | Exterior Enclosure | Shell | Exterior Walls | Wall Assembly |  | 4 | 13 | [11 empty] | 0.06 | ASHRAE 90.2 | $/ft2 | 0 | 0 | 7.77
RE0204 | Exterior Walls | Walls Above Grade | Walls-Wood Frame - Wall Assembly (Residential) | Walls-Wood Frame - Wall Assembly (ASHRAE 90.2) | Residential | Exterior Enclosure | Shell | Exterior Walls | Wall Assembly |  | 4 | 19 | [11 empty] | 0.047 | ASHRAE 90.2 | $/ft2 | 0 | 0 | 9.64
RE0205 | Exterior Walls | Walls Above Grade | Walls-Wood Frame - Wall Assembly (Residential) | Walls-Wood Frame - Wall Assembly (ASHRAE 90.2) | Residential | Exterior Enclosure | Shell | Exterior Walls | Wall Assembly |  | 4 | 13 | [11 empty] | 0.059 | ASHRAE 90.2 | $/ft2 | 0 | 0 | 7.49
RE0206 | Exterior Walls | Walls Above Grade | Walls-Wood Frame - Wall Assembly (Residential) | Walls-Wood Frame - Wall Assembly (ASHRAE 90.2) | Residential | Exterior Enclosure | Shell | Exterior Walls | Wall Assembly |  | 4 | 19 | [11 empty] | 0.046 | ASHRAE 90.2 | $/ft2 | 0 | 0 | 9.29
RE0207 | Exterior Walls | Walls Above Grade | Walls-Wood Frame - Wall Assembly (Residential) | Walls-Wood Frame - Wall Assembly (ASHRAE 90.2) | Residential | Exterior Enclosure | Shell | Exterior Walls | Wall Assembly |  | 2.5 | 13 | [11 empty] | 0.067 | ASHRAE 90.2 | $/ft2 | 0 | 0 | 8.06
RE0208 | Exterior Walls | Walls Above Grade | Walls-Wood Frame - Wall Assembly (Residential) | Walls-Wood Frame - Wall Assembly (ASHRAE 90.2) | Residential | Exterior Enclosure | Shell | Exterior Walls | Wall Assembly |  | 2.5 | 19 | [11 empty] | 0.051 | ASHRAE 90.2 | $/ft2 | 0 | 0 | 9.85
RE0209 | Exterior Walls | Walls Above Grade | Walls-Wood Frame - Wall Assembly (Residential) | Walls-Wood Frame - Wall Assembly (ASHRAE 90.2) | Residential | Exterior Enclosure | Shell | Exterior Walls | Wall Assembly |  | 2.5 | 13 | [11 empty] | 0.065 | ASHRAE 90.2 | $/ft2 | 0 | 0 | 7.74
RE0210 | Exterior Walls | Walls Above Grade | Walls-Wood Frame - Wall Assembly (Residential) | Walls-Wood Frame - Wall Assembly (ASHRAE 90.2) | Residential | Exterior Enclosure | Shell | Exterior Walls | Wall Assembly |  | 2.5 | 19 | [11 empty] | 0.05 | ASHRAE 90.2 | $/ft2 | 0 | 0 | 9.49
RE0211 | Exterior Walls | Walls Above Grade | Walls-Wood Frame - Wall Assembly (Residential) | Walls-Wood Frame - Wall Assembly (ASHRAE 90.2) | Residential | Exterior Enclosure | Shell | Exterior Walls | Wall Assembly |  | 4 | 13 | [11 empty] | 0.06 | ASHRAE 90.2 | $/ft2 | 0 | 0 | 8.13
RE0212 | Exterior Walls | Walls Above Grade | Walls-Wood Frame - Wall Assembly (Residential) | Walls-Wood Frame - Wall Assembly (ASHRAE 90.2) | Residential | Exterior Enclosure | Shell | Exterior Walls | Wall Assembly |  | 4 | 19 | [11 empty] | 0.047 | ASHRAE 90.2 | $/ft2 | 0 | 0 | 9.99
RE0213 | Exterior Walls | Walls Above Grade | Walls-Wood Frame - Wall Assembly (Residential) | Walls-Wood Frame - Wall Assembly (ASHRAE 90.2) | Residential | Exterior Enclosure | Shell | Exterior Walls | Wall Assembly |  | 4 | 13 | [11 empty] | 0.059 | ASHRAE 90.2 | $/ft2 | 0 | 0 | 7.84
RE0214 | Exterior Walls | Walls Above Grade | Walls-Wood Frame - Wall Assembly (Residential) | Walls-Wood Frame - Wall Assembly (ASHRAE 90.2) | Residential | Exterior Enclosure | Shell | Exterior Walls | Wall Assembly |  | 4 | 19 | [11 empty] | 0.046 | ASHRAE 90.2 | $/ft2 | 0 | 0 | 9.64
RE0215 | Exterior Walls | Walls Above Grade | Walls-Wood Frame - Wall Assembly (Residential) | Walls-Wood Frame - Wall Assembly (ASHRAE 90.2) | Residential | Exterior Enclosure | Shell | Exterior Walls | Wall Assembly |  | 5 | 13 | [11 empty] | 0.057 | ASHRAE 90.2 | $/ft2 | 0 | 0 | 8.41
RE0216 | Exterior Walls | Walls Above Grade | Walls-Wood Frame - Wall Assembly (Residential) | Walls-Wood Frame - Wall Assembly (ASHRAE 90.2) | Residential | Exterior Enclosure | Shell | Exterior Walls | Wall Assembly |  | 5 | 19 | [11 empty] | 0.045 | ASHRAE 90.2 | $/ft2 | 0 | 0 | 10.2
RE0217 | Exterior Walls | Walls Above Grade | Walls-Wood Frame - Wall Assembly (Residential) | Walls-Wood Frame - Wall Assembly (ASHRAE 90.2) | Residential | Exterior Enclosure | Shell | Exterior Walls | Wall Assembly |  | 5 | 13 | [11 empty] | 0.056 | ASHRAE 90.2 | $/ft2 | 0 | 0 | 8.07
RE0218 | Exterior Walls | Walls Above Grade | Walls-Wood Frame - Wall Assembly (Residential) | Walls-Wood Frame - Wall Assembly (ASHRAE 90.2) | Residential | Exterior Enclosure | Shell | Exterior Walls | Wall Assembly |  | 5 | 19 | [11 empty] | 0.044 | ASHRAE 90.2 | $/ft2 | 0 | 0 | 9.83
RE0219 | Exterior Walls | Walls Above Grade | Walls-Wood Frame - Wall Assembly (Residential) | Walls-Wood Frame - Wall Assembly (ASHRAE 90.2) | Residential | Exterior Enclosure | Shell | Exterior Walls | Wall Assembly |  | 3.2 | 13 | [11 empty] | 0.064 | ASHRAE 90.2 | $/ft2 | 0 | 0 | 8.05
RE0220 | Exterior Walls | Walls Above Grade | Walls-Wood Frame - Wall Assembly (Residential) | Walls-Wood Frame - Wall Assembly (ASHRAE 90.2) | Residential | Exterior Enclosure | Shell | Exterior Walls | Wall Assembly |  | 3.2 | 19 | [11 empty] | 0.049 | ASHRAE 90.2 | $/ft2 | 0 | 0 | 10.16
RE0221 | Exterior Walls | Walls Above Grade | Walls-Wood Frame - Wall Assembly (Residential) | Walls-Wood Frame - Wall Assembly (ASHRAE 90.2) | Residential | Exterior Enclosure | Shell | Exterior Walls | Wall Assembly |  | 3.2 | 13 | [11 empty] | 0.062 | ASHRAE 90.2 | $/ft2 | 0 | 0 | 7.72
RE0222 | Exterior Walls | Walls Above Grade | Walls-Wood Frame - Wall Assembly (Residential) | Walls-Wood Frame - Wall Assembly (ASHRAE 90.2) | Residential | Exterior Enclosure | Shell | Exterior Walls | Wall Assembly |  | 3.2 | 19 | [11 empty] | 0.048 | ASHRAE 90.2 | $/ft2 | 0 | 0 | 9.77
RE0223 | Exterior Walls | Walls Above Grade | Walls-Wood Frame - Wall Assembly (Residential) | Walls-Wood Frame - Wall Assembly (ASHRAE 90.2) | Residential | Exterior Enclosure | Shell | Exterior Walls | Wall Assembly |  | 5 | 13 | [11 empty] | 0.057 | ASHRAE 90.2 | $/ft2 | 0 | 0 | 8.68
RE0224 | Exterior Walls | Walls Above Grade | Walls-Wood Frame - Wall Assembly (Residential) | Walls-Wood Frame - Wall Assembly (ASHRAE 90.2) | Residential | Exterior Enclosure | Shell | Exterior Walls | Wall Assembly |  | 5 | 19 | [11 empty] | 0.045 | ASHRAE 90.2 | $/ft2 | 0 | 0 | 10.8
RE0225 | Exterior Walls | Walls Above Grade | Walls-Wood Frame - Wall Assembly (Residential) | Walls-Wood Frame - Wall Assembly (ASHRAE 90.2) | Residential | Exterior Enclosure | Shell | Exterior Walls | Wall Assembly |  | 5 | 13 | [11 empty] | 0.056 | ASHRAE 90.2 | $/ft2 | 0 | 0 | 8.24
RE0226 | Exterior Walls | Walls Above Grade | Walls-Wood Frame - Wall Assembly (Residential) | Walls-Wood Frame - Wall Assembly (ASHRAE 90.2) | Residential | Exterior Enclosure | Shell | Exterior Walls | Wall Assembly |  | 5 | 19 | [11 empty] | 0.044 | ASHRAE 90.2 | $/ft2 | 0 | 0 | 10.33
RE0227 | Exterior Walls | Walls Above Grade | Walls-Wood Frame - Wall Assembly (Residential) | Walls-Wood Frame - Wall Assembly (ASHRAE 90.2) | Residential | Exterior Enclosure | Shell | Exterior Walls | Wall Assembly |  | 6.5 | 13 | [11 empty] | 0.052 | ASHRAE 90.2 | $/ft2 | 0 | 0 | 8.94
RE0228 | Exterior Walls | Walls Above Grade | Walls-Wood Frame - Wall Assembly (Residential) | Walls-Wood Frame - Wall Assembly (ASHRAE 90.2) | Residential | Exterior Enclosure | Shell | Exterior Walls | Wall Assembly |  | 6.5 | 19 | [11 empty] | 0.042 | ASHRAE 90.2 | $/ft2 | 0 | 0 | 11.07
RE0229 | Exterior Walls | Walls Above Grade | Walls-Wood Frame - Wall Assembly (Residential) | Walls-Wood Frame - Wall Assembly (ASHRAE 90.2) | Residential | Exterior Enclosure | Shell | Exterior Walls | Wall Assembly |  | 6.5 | 13 | [11 empty] | 0.051 | ASHRAE 90.2 | $/ft2 | 0 | 0 | 8.5
RE0230 | Exterior Walls | Walls Above Grade | Walls-Wood Frame - Wall Assembly (Residential) | Walls-Wood Frame - Wall Assembly (ASHRAE 90.2) | Residential | Exterior Enclosure | Shell | Exterior Walls | Wall Assembly |  | 6.5 | 19 | [11 empty] | 0.041 | ASHRAE 90.2 | $/ft2 | 0 | 0 | 10.6
RE0231 | Exterior Walls | Walls Above Grade | Walls-Wood Frame - Wall Assembly (Residential) | Walls-Wood Frame - Wall Assembly (ASHRAE 90.2) | Residential | Exterior Enclosure | Shell | Exterior Walls | Wall Assembly |  | 10 | 13 | [11 empty] | 0.044 | ASHRAE 90.2 | $/ft2 | 0 | 0 | 9.6
RE0232 | Exterior Walls | Walls Above Grade | Walls-Wood Frame - Wall Assembly (Residential) | Walls-Wood Frame - Wall Assembly (ASHRAE 90.2) | Residential | Exterior Enclosure | Shell | Exterior Walls | Wall Assembly |  | 10 | 19 | [11 empty] | 0.036 | ASHRAE 90.2 | $/ft2 | 0 | 0 | 11.72
RE0233 | Exterior Walls | Walls Above Grade | Walls-Wood Frame - Wall Assembly (Residential) | Walls-Wood Frame - Wall Assembly (ASHRAE 90.2) | Residential | Exterior Enclosure | Shell | Exterior Walls | Wall Assembly |  | 10 | 13 | [11 empty] | 0.043 | ASHRAE 90.2 | $/ft2 | 0 | 0 | 9.16
RE0234 | Exterior Walls | Walls Above Grade | Walls-Wood Frame - Wall Assembly (Residential) | Walls-Wood Frame - Wall Assembly (ASHRAE 90.2) | Residential | Exterior Enclosure | Shell | Exterior Walls | Wall Assembly |  | 10 | 19 | [11 empty] | 0.036 | ASHRAE 90.2 | $/ft2 | 0 | 0 | 11.24
RE0235 | Exterior Walls | Walls Above Grade | Walls-Steel Frame - Wall Assembly (Residential) | Walls-Steel Frame - Wall Assembly | Residential | Exterior Enclosure | Shell | Exterior Walls | Wall Assembly |  |  | 11 | [11 empty] | 0.106 | ASHRAE 90.2 | $/ft2 | 0 | 0 | 7.1
RE0236 | Exterior Walls | Walls Above Grade | Walls-Steel Frame - Wall Assembly (Residential) | Walls-Steel Frame - Wall Assembly | Residential | Exterior Enclosure | Shell | Exterior Walls | Wall Assembly |  |  | 13 | [11 empty] | 0.1 | ASHRAE 90.2 | $/ft2 | 0 | 0 | 7.17
RE0237 | Exterior Walls | Walls Above Grade | Walls-Steel Frame - Wall Assembly (Residential) | Walls-Steel Frame - Wall Assembly | Residential | Exterior Enclosure | Shell | Exterior Walls | Wall Assembly |  |  | 15 | [11 empty] | 0.094 | ASHRAE 90.2 | $/ft2 | 0 | 0 | 7.41
RE0238 | Exterior Walls | Walls Above Grade | Walls-Steel Frame - Wall Assembly (Residential) | Walls-Steel Frame - Wall Assembly | Residential | Exterior Enclosure | Shell | Exterior Walls | Wall Assembly |  |  | 19 | [11 empty] | 0.088 | ASHRAE 90.2 | $/ft2 | 0 | 0 | 7.43
RE0239 | Exterior Walls | Walls Above Grade | Walls-Steel Frame - Wall Assembly (Residential) | Walls-Steel Frame - Wall Assembly | Residential | Exterior Enclosure | Shell | Exterior Walls | Wall Assembly |  |  | 21 | [11 empty] | 0.085 | ASHRAE 90.2 | $/ft2 | 0 | 0 | 7.54
RE0240 | Exterior Walls | Walls Above Grade | Walls-Steel Frame - Wall Assembly (Residential) | Walls-Steel Frame - Wall Assembly | Residential | Exterior Enclosure | Shell | Exterior Walls | Wall Assembly |  | 3 | 19 | [11 empty] | 0.074 | ASHRAE 90.2 | $/ft2 | 0 | 0 | 8.35
RE0241 | Exterior Walls | Walls Above Grade | Walls-Steel Frame - Wall Assembly (Residential) | Walls-Steel Frame - Wall Assembly | Residential | Exterior Enclosure | Shell | Exterior Walls | Wall Assembly |  | 3 | 21 | [11 empty] | 0.072 | ASHRAE 90.2 | $/ft2 | 0 | 0 | 8.47
RE0242 | Exterior Walls | Walls Above Grade | Walls-Steel Frame - Wall Assembly (Residential) | Walls-Steel Frame - Wall Assembly | Residential | Exterior Enclosure | Shell | Exterior Walls | Wall Assembly |  | 4 | 11 | [11 empty] | 0.08 | ASHRAE 90.2 | $/ft2 | 0 | 0 | 7.67
RE0243 | Exterior Walls | Walls Above Grade | Walls-Steel Frame - Wall Assembly (Residential) | Walls-Steel Frame - Wall Assembly | Residential | Exterior Enclosure | Shell | Exterior Walls | Wall Assembly |  | 4 | 13 | [11 empty] | 0.076 | ASHRAE 90.2 | $/ft2 | 0 | 0 | 7.74
RE0244 | Exterior Walls | Walls Above Grade | Walls-Steel Frame - Wall Assembly (Residential) | Walls-Steel Frame - Wall Assembly | Residential | Exterior Enclosure | Shell | Exterior Walls | Wall Assembly |  | 4 | 15 | [11 empty] | 0.073 | ASHRAE 90.2 | $/ft2 | 0 | 0 | 7.99
RE0245 | Exterior Walls | Walls Above Grade | Walls-Steel Frame - Wall Assembly (Residential) | Walls-Steel Frame - Wall Assembly | Residential | Exterior Enclosure | Shell | Exterior Walls | Wall Assembly |  | 4 | 19 | [11 empty] | 0.069 | ASHRAE 90.2 | $/ft2 | 0 | 0 | 8.45
RE0246 | Exterior Walls | Walls Above Grade | Walls-Steel Frame - Wall Assembly (Residential) | Walls-Steel Frame - Wall Assembly | Residential | Exterior Enclosure | Shell | Exterior Walls | Wall Assembly |  | 4 | 21 | [11 empty] | 0.067 | ASHRAE 90.2 | $/ft2 | 0 | 0 | 8.56
RE0247 | Exterior Walls | Walls Above Grade | Walls-Steel Frame - Wall Assembly (Residential) | Walls-Steel Frame - Wall Assembly | Residential | Exterior Enclosure | Shell | Exterior Walls | Wall Assembly |  | 2.5 | 11 | [11 empty] | 0.09 | ASHRAE 90.2 | $/ft2 | 0 | 0 | 7.33
RE0248 | Exterior Walls | Walls Above Grade | Walls-Steel Frame - Wall Assembly (Residential) | Walls-Steel Frame - Wall Assembly | Residential | Exterior Enclosure | Shell | Exterior Walls | Wall Assembly |  | 2.5 | 13 | [11 empty] | 0.086 | ASHRAE 90.2 | $/ft2 | 0 | 0 | 7.41
RE0249 | Exterior Walls | Walls Above Grade | Walls-Steel Frame - Wall Assembly (Residential) | Walls-Steel Frame - Wall Assembly | Residential | Exterior Enclosure | Shell | Exterior Walls | Wall Assembly |  | 2.5 | 15 | [11 empty] | 0.081 | ASHRAE 90.2 | $/ft2 | 0 | 0 | 7.64
RE0250 | Exterior Walls | Walls Above Grade | Walls-Steel Frame - Wall Assembly (Residential) | Walls-Steel Frame - Wall Assembly | Residential | Exterior Enclosure | Shell | Exterior Walls | Wall Assembly |  | 2.5 | 19 | [11 empty] | 0.077 | ASHRAE 90.2 | $/ft2 | 0 | 0 | 8.22
RE0151 | Exterior Walls | Walls Above Grade | Walls-Wood Frame - Wall Assembly (Residential) | Walls-Wood Frame - Wall Assembly (ASHRAE 90.2) | Residential | Exterior Enclosure | Shell | Exterior Walls | Wall Assembly |  | 4 | 13 | [11 empty] | 0.06 | ASHRAE 90.2 | $/ft2 | 0 | 0 | 6.67
RE0152 | Exterior Walls | Walls Above Grade | Walls-Wood Frame - Wall Assembly (Residential) | Walls-Wood Frame - Wall Assembly (ASHRAE 90.2) | Residential | Exterior Enclosure | Shell | Exterior Walls | Wall Assembly |  | 4 | 19 | [11 empty] | 0.047 | ASHRAE 90.2 | $/ft2 | 0 | 0 | 7.7
RE0153 | Exterior Walls | Walls Above Grade | Walls-Wood Frame - Wall Assembly (Residential) | Walls-Wood Frame - Wall Assembly (ASHRAE 90.2) | Residential | Exterior Enclosure | Shell | Exterior Walls | Wall Assembly |  | 4 | 13 | [11 empty] | 0.059 | ASHRAE 90.2 | $/ft2 | 0 | 0 | 6.38
RE0154 | Exterior Walls | Walls Above Grade | Walls-Wood Frame - Wall Assembly (Residential) | Walls-Wood Frame - Wall Assembly (ASHRAE 90.2) | Residential | Exterior Enclosure | Shell | Exterior Walls | Wall Assembly |  | 4 | 19 | [11 empty] | 0.046 | ASHRAE 90.2 | $/ft2 | 0 | 0 | 7.35
RE0155 | Exterior Walls | Walls Above Grade | Walls-Wood Frame - Wall Assembly (Residential) | Walls-Wood Frame - Wall Assembly (ASHRAE 90.2) | Residential | Exterior Enclosure | Shell | Exterior Walls | Wall Assembly |  | 2.5 | 13 | [11 empty] | 0.067 | ASHRAE 90.2 | $/ft2 | 0 | 0 | 6.96
RE0156 | Exterior Walls | Walls Above Grade | Walls-Wood Frame - Wall Assembly (Residential) | Walls-Wood Frame - Wall Assembly (ASHRAE 90.2) | Residential | Exterior Enclosure | Shell | Exterior Walls | Wall Assembly |  | 2.5 | 19 | [11 empty] | 0.051 | ASHRAE 90.2 | $/ft2 | 0 | 0 | 7.92
RE0157 | Exterior Walls | Walls Above Grade | Walls-Wood Frame - Wall Assembly (Residential) | Walls-Wood Frame - Wall Assembly (ASHRAE 90.2) | Residential | Exterior Enclosure | Shell | Exterior Walls | Wall Assembly |  | 2.5 | 13 | [11 empty] | 0.065 | ASHRAE 90.2 | $/ft2 | 0 | 0 | 6.64
RE0158 | Exterior Walls | Walls Above Grade | Walls-Wood Frame - Wall Assembly (Residential) | Walls-Wood Frame - Wall Assembly (ASHRAE 90.2) | Residential | Exterior Enclosure | Shell | Exterior Walls | Wall Assembly |  | 2.5 | 19 | [11 empty] | 0.05 | ASHRAE 90.2 | $/ft2 | 0 | 0 | 7.55
RE0159 | Exterior Walls | Walls Above Grade | Walls-Wood Frame - Wall Assembly (Residential) | Walls-Wood Frame - Wall Assembly (ASHRAE 90.2) | Residential | Exterior Enclosure | Shell | Exterior Walls | Wall Assembly |  | 4 | 13 | [11 empty] | 0.06 | ASHRAE 90.2 | $/ft2 | 0 | 0 | 7.03
RE0160 | Exterior Walls | Walls Above Grade | Walls-Wood Frame - Wall Assembly (Residential) | Walls-Wood Frame - Wall Assembly (ASHRAE 90.2) | Residential | Exterior Enclosure | Shell | Exterior Walls | Wall Assembly |  | 4 | 19 | [11 empty] | 0.047 | ASHRAE 90.2 | $/ft2 | 0 | 0 | 8.04
RE0161 | Exterior Walls | Walls Above Grade | Walls-Wood Frame - Wall Assembly (Residential) | Walls-Wood Frame - Wall Assembly (ASHRAE 90.2) | Residential | Exterior Enclosure | Shell | Exterior Walls | Wall Assembly |  | 4 | 13 | [11 empty] | 0.059 | ASHRAE 90.2 | $/ft2 | 0 | 0 | 6.73
RE0162 | Exterior Walls | Walls Above Grade | Walls-Wood Frame - Wall Assembly (Residential) | Walls-Wood Frame - Wall Assembly (ASHRAE 90.2) | Residential | Exterior Enclosure | Shell | Exterior Walls | Wall Assembly |  | 4 | 19 | [11 empty] | 0.046 | ASHRAE 90.2 | $/ft2 | 0 | 0 | 7.7
RE0163 | Exterior Walls | Walls Above Grade | Walls-Wood Frame - Wall Assembly (Residential) | Walls-Wood Frame - Wall Assembly (ASHRAE 90.2) | Residential | Exterior Enclosure | Shell | Exterior Walls | Wall Assembly |  | 5 | 13 | [11 empty] | 0.057 | ASHRAE 90.2 | $/ft2 | 0 | 0 | 7.3
RE0164 | Exterior Walls | Walls Above Grade | Walls-Wood Frame - Wall Assembly (Residential) | Walls-Wood Frame - Wall Assembly (ASHRAE 90.2) | Residential | Exterior Enclosure | Shell | Exterior Walls | Wall Assembly |  | 5 | 19 | [11 empty] | 0.045 | ASHRAE 90.2 | $/ft2 | 0 | 0 | 8.27
RE0165 | Exterior Walls | Walls Above Grade | Walls-Wood Frame - Wall Assembly (Residential) | Walls-Wood Frame - Wall Assembly (ASHRAE 90.2) | Residential | Exterior Enclosure | Shell | Exterior Walls | Wall Assembly |  | 5 | 13 | [11 empty] | 0.056 | ASHRAE 90.2 | $/ft2 | 0 | 0 | 6.97
RE0166 | Exterior Walls | Walls Above Grade | Walls-Wood Frame - Wall Assembly (Residential) | Walls-Wood Frame - Wall Assembly (ASHRAE 90.2) | Residential | Exterior Enclosure | Shell | Exterior Walls | Wall Assembly |  | 5 | 19 | [11 empty] | 0.044 | ASHRAE 90.2 | $/ft2 | 0 | 0 | 7.89
RE0167 | Exterior Walls | Walls Above Grade | Walls-Wood Frame - Wall Assembly (Residential) | Walls-Wood Frame - Wall Assembly (ASHRAE 90.2) | Residential | Exterior Enclosure | Shell | Exterior Walls | Wall Assembly |  | 3.2 | 13 | [11 empty] | 0.064 | ASHRAE 90.2 | $/ft2 | 0 | 0 | 6.95
RE0168 | Exterior Walls | Walls Above Grade | Walls-Wood Frame - Wall Assembly (Residential) | Walls-Wood Frame - Wall Assembly (ASHRAE 90.2) | Residential | Exterior Enclosure | Shell | Exterior Walls | Wall Assembly |  | 3.2 | 19 | [11 empty] | 0.049 | ASHRAE 90.2 | $/ft2 | 0 | 0 | 8.21
RE0169 | Exterior Walls | Walls Above Grade | Walls-Wood Frame - Wall Assembly (Residential) | Walls-Wood Frame - Wall Assembly (ASHRAE 90.2) | Residential | Exterior Enclosure | Shell | Exterior Walls | Wall Assembly |  | 3.2 | 13 | [11 empty] | 0.062 | ASHRAE 90.2 | $/ft2 | 0 | 0 | 6.61
RE0170 | Exterior Walls | Walls Above Grade | Walls-Wood Frame - Wall Assembly (Residential) | Walls-Wood Frame - Wall Assembly (ASHRAE 90.2) | Residential | Exterior Enclosure | Shell | Exterior Walls | Wall Assembly |  | 3.2 | 19 | [11 empty] | 0.048 | ASHRAE 90.2 | $/ft2 | 0 | 0 | 7.82
RE0171 | Exterior Walls | Walls Above Grade | Walls-Wood Frame - Wall Assembly (Residential) | Walls-Wood Frame - Wall Assembly (ASHRAE 90.2) | Residential | Exterior Enclosure | Shell | Exterior Walls | Wall Assembly |  | 5 | 13 | [11 empty] | 0.057 | ASHRAE 90.2 | $/ft2 | 0 | 0 | 7.57
RE0172 | Exterior Walls | Walls Above Grade | Walls-Wood Frame - Wall Assembly (Residential) | Walls-Wood Frame - Wall Assembly (ASHRAE 90.2) | Residential | Exterior Enclosure | Shell | Exterior Walls | Wall Assembly |  | 5 | 19 | [11 empty] | 0.045 | ASHRAE 90.2 | $/ft2 | 0 | 0 | 8.86
RE0173 | Exterior Walls | Walls Above Grade | Walls-Wood Frame - Wall Assembly (Residential) | Walls-Wood Frame - Wall Assembly (ASHRAE 90.2) | Residential | Exterior Enclosure | Shell | Exterior Walls | Wall Assembly |  | 5 | 13 | [11 empty] | 0.056 | ASHRAE 90.2 | $/ft2 | 0 | 0 | 7.13
RE0174 | Exterior Walls | Walls Above Grade | Walls-Wood Frame - Wall Assembly (Residential) | Walls-Wood Frame - Wall Assembly (ASHRAE 90.2) | Residential | Exterior Enclosure | Shell | Exterior Walls | Wall Assembly |  | 5 | 19 | [11 empty] | 0.044 | ASHRAE 90.2 | $/ft2 | 0 | 0 | 8.38
RE0175 | Exterior Walls | Walls Above Grade | Walls-Wood Frame - Wall Assembly (Residential) | Walls-Wood Frame - Wall Assembly (ASHRAE 90.2) | Residential | Exterior Enclosure | Shell | Exterior Walls | Wall Assembly |  | 6.5 | 13 | [11 empty] | 0.052 | ASHRAE 90.2 | $/ft2 | 0 | 0 | 7.84
RE0176 | Exterior Walls | Walls Above Grade | Walls-Wood Frame - Wall Assembly (Residential) | Walls-Wood Frame - Wall Assembly (ASHRAE 90.2) | Residential | Exterior Enclosure | Shell | Exterior Walls | Wall Assembly |  | 6.5 | 19 | [11 empty] | 0.042 | ASHRAE 90.2 | $/ft2 | 0 | 0 | 9.13
RE0177 | Exterior Walls | Walls Above Grade | Walls-Wood Frame - Wall Assembly (Residential) | Walls-Wood Frame - Wall Assembly (ASHRAE 90.2) | Residential | Exterior Enclosure | Shell | Exterior Walls | Wall Assembly |  | 6.5 | 13 | [11 empty] | 0.051 | ASHRAE 90.2 | $/ft2 | 0 | 0 | 7.4
RE0178 | Exterior Walls | Walls Above Grade | Walls-Wood Frame - Wall Assembly (Residential) | Walls-Wood Frame - Wall Assembly (ASHRAE 90.2) | Residential | Exterior Enclosure | Shell | Exterior Walls | Wall Assembly |  | 6.5 | 19 | [11 empty] | 0.041 | ASHRAE 90.2 | $/ft2 | 0 | 0 | 8.64
RE0179 | Exterior Walls | Walls Above Grade | Walls-Wood Frame - Wall Assembly (Residential) | Walls-Wood Frame - Wall Assembly (ASHRAE 90.2) | Residential | Exterior Enclosure | Shell | Exterior Walls | Wall Assembly |  | 10 | 13 | [11 empty] | 0.044 | ASHRAE 90.2 | $/ft2 | 0 | 0 | 8.49
RE0180 | Exterior Walls | Walls Above Grade | Walls-Wood Frame - Wall Assembly (Residential) | Walls-Wood Frame - Wall Assembly (ASHRAE 90.2) | Residential | Exterior Enclosure | Shell | Exterior Walls | Wall Assembly |  | 10 | 19 | [11 empty] | 0.036 | ASHRAE 90.2 | $/ft2 | 0 | 0 | 9.77
RE0181 | Exterior Walls | Walls Above Grade | Walls-Wood Frame - Wall Assembly (Residential) | Walls-Wood Frame - Wall Assembly (ASHRAE 90.2) | Residential | Exterior Enclosure | Shell | Exterior Walls | Wall Assembly |  | 10 | 13 | [11 empty] | 0.043 | ASHRAE 90.2 | $/ft2 | 0 | 0 | 8.04
RE0182 | Exterior Walls | Walls Above Grade | Walls-Wood Frame - Wall Assembly (Residential) | Walls-Wood Frame - Wall Assembly (ASHRAE 90.2) | Residential | Exterior Enclosure | Shell | Exterior Walls | Wall Assembly |  | 10 | 19 | [11 empty] | 0.036 | ASHRAE 90.2 | $/ft2 | 0 | 0 | 9.3
RE0183 | Exterior Walls | Walls Above Grade | Walls-Wood Frame - Wall Assembly (Residential) | Walls-Wood Frame - Wall Assembly (ASHRAE 90.2) | Residential | Exterior Enclosure | Shell | Exterior Walls | Wall Assembly |  |  | 13 | [11 empty] | 0.082 | ASHRAE 90.2 | $/ft2 | 0 | 0 | 7.18
RE0184 | Exterior Walls | Walls Above Grade | Walls-Wood Frame - Wall Assembly (Residential) | Walls-Wood Frame - Wall Assembly (ASHRAE 90.2) | Residential | Exterior Enclosure | Shell | Exterior Walls | Wall Assembly |  |  | 19 | [11 empty] | 0.09 | ASHRAE 90.2 | $/ft2 | 0 | 0 | 9.05
RE0185 | Exterior Walls | Walls Above Grade | Walls-Wood Frame - Wall Assembly (Residential) | Walls-Wood Frame - Wall Assembly (ASHRAE 90.2) | Residential | Exterior Enclosure | Shell | Exterior Walls | Wall Assembly |  |  | 13 | [11 empty] | 0.08 | ASHRAE 90.2 | $/ft2 | 0 | 0 | 6.93
RE0186 | Exterior Walls | Walls Above Grade | Walls-Wood Frame - Wall Assembly (Residential) | Walls-Wood Frame - Wall Assembly (ASHRAE 90.2) | Residential | Exterior Enclosure | Shell | Exterior Walls | Wall Assembly |  |  | 19 | [11 empty] | 0.059 | ASHRAE 90.2 | $/ft2 | 0 | 0 | 8.73
RE0187 | Exterior Walls | Walls Above Grade | Walls-Wood Frame - Wall Assembly (Residential) | Walls-Wood Frame - Wall Assembly (ASHRAE 90.2) | Residential | Exterior Enclosure | Shell | Exterior Walls | Wall Assembly |  |  | 13 | [11 empty] | 0.082 | ASHRAE 90.2 | $/ft2 | 0 | 0 | 7.36
RE0188 | Exterior Walls | Walls Above Grade | Walls-Wood Frame - Wall Assembly (Residential) | Walls-Wood Frame - Wall Assembly (ASHRAE 90.2) | Residential | Exterior Enclosure | Shell | Exterior Walls | Wall Assembly |  |  | 19 | [11 empty] | 0.06 | ASHRAE 90.2 | $/ft2 | 0 | 0 | 9.21
RE0189 | Exterior Walls | Walls Above Grade | Walls-Wood Frame - Wall Assembly (Residential) | Walls-Wood Frame - Wall Assembly (ASHRAE 90.2) | Residential | Exterior Enclosure | Shell | Exterior Walls | Wall Assembly |  |  | 13 | [11 empty] | 0.08 | ASHRAE 90.2 | $/ft2 | 0 | 0 | 7.1
RE0190 | Exterior Walls | Walls Above Grade | Walls-Wood Frame - Wall Assembly (Residential) | Walls-Wood Frame - Wall Assembly (ASHRAE 90.2) | Residential | Exterior Enclosure | Shell | Exterior Walls | Wall Assembly |  |  | 19 | [11 empty] | 0.059 | ASHRAE 90.2 | $/ft2 | 0 | 0 | 8.89
RE0191 | Exterior Walls | Walls Above Grade | Walls-Wood Frame - Wall Assembly (Residential) | Walls-Wood Frame - Wall Assembly (ASHRAE 90.2) | Residential | Exterior Enclosure | Shell | Exterior Walls | Wall Assembly |  | 5 | 13 | [11 empty] | 0.057 | ASHRAE 90.2 | $/ft2 | 0 | 0 | 8.03
RE0192 | Exterior Walls | Walls Above Grade | Walls-Wood Frame - Wall Assembly (Residential) | Walls-Wood Frame - Wall Assembly (ASHRAE 90.2) | Residential | Exterior Enclosure | Shell | Exterior Walls | Wall Assembly |  | 5 | 19 | [11 empty] | 0.045 | ASHRAE 90.2 | $/ft2 | 0 | 0 | 10.82
RE0193 | Exterior Walls | Walls Above Grade | Walls-Wood Frame - Wall Assembly (Residential) | Walls-Wood Frame - Wall Assembly (ASHRAE 90.2) | Residential | Exterior Enclosure | Shell | Exterior Walls | Wall Assembly |  | 5 | 13 | [11 empty] | 0.056 | ASHRAE 90.2 | $/ft2 | 0 | 0 | 7.6
RE0194 | Exterior Walls | Walls Above Grade | Walls-Wood Frame - Wall Assembly (Residential) | Walls-Wood Frame - Wall Assembly (ASHRAE 90.2) | Residential | Exterior Enclosure | Shell | Exterior Walls | Wall Assembly |  | 5 | 19 | [11 empty] | 0.044 | ASHRAE 90.2 | $/ft2 | 0 | 0 | 10.39
RE0195 | Exterior Walls | Walls Above Grade | Walls-Wood Frame - Wall Assembly (Residential) | Walls-Wood Frame - Wall Assembly (ASHRAE 90.2) | Residential | Exterior Enclosure | Shell | Exterior Walls | Wall Assembly |  | 2 | 13 | [11 empty] | 0.069 | ASHRAE 90.2 | $/ft2 | 0 | 0 | 7.51
RE0196 | Exterior Walls | Walls Above Grade | Walls-Wood Frame - Wall Assembly (Residential) | Walls-Wood Frame - Wall Assembly (ASHRAE 90.2) | Residential | Exterior Enclosure | Shell | Exterior Walls | Wall Assembly |  | 2 | 19 | [11 empty] | 0.053 | ASHRAE 90.2 | $/ft2 | 0 | 0 | 9.37
RE0197 | Exterior Walls | Walls Above Grade | Walls-Wood Frame - Wall Assembly (Residential) | Walls-Wood Frame - Wall Assembly (ASHRAE 90.2) | Residential | Exterior Enclosure | Shell | Exterior Walls | Wall Assembly |  | 2 | 13 | [11 empty] | 0.068 | ASHRAE 90.2 | $/ft2 | 0 | 0 | 7.22
RE0198 | Exterior Walls | Walls Above Grade | Walls-Wood Frame - Wall Assembly (Residential) | Walls-Wood Frame - Wall Assembly (ASHRAE 90.2) | Residential | Exterior Enclosure | Shell | Exterior Walls | Wall Assembly |  | 2 | 19 | [11 empty] | 0.052 | ASHRAE 90.2 | $/ft2 | 0 | 0 | 9.02
RE0199 | Exterior Walls | Walls Above Grade | Walls-Wood Frame - Wall Assembly (Residential) | Walls-Wood Frame - Wall Assembly (ASHRAE 90.2) | Residential | Exterior Enclosure | Shell | Exterior Walls | Wall Assembly |  | 3 | 13 | [11 empty] | 0.064 | ASHRAE 90.2 | $/ft2 | 0 | 0 | 7.7
RE0200 | Exterior Walls | Walls Above Grade | Walls-Wood Frame - Wall Assembly (Residential) | Walls-Wood Frame - Wall Assembly (ASHRAE 90.2) | Residential | Exterior Enclosure | Shell | Exterior Walls | Wall Assembly |  | 3 | 19 | [11 empty] | 0.05 | ASHRAE 90.2 | $/ft2 | 0 | 0 | 9.55
RE0101 | Exterior Walls | Walls Above Grade | Walls-Wood Frame - Wall Assembly (Residential) | Walls-Wood Frame - Wall Assembly (ASHRAE 90.2) | Residential | Exterior Enclosure | Shell | Exterior Walls | Wall Assembly |  | 5 | 11 | [11 empty] | 0.06 | ASHRAE 90.2 | $/ft2 | 0 | 0 | 7.06
RE0102 | Exterior Walls | Walls Above Grade | Walls-Wood Frame - Wall Assembly (Residential) | Walls-Wood Frame - Wall Assembly (ASHRAE 90.2) | Residential | Exterior Enclosure | Shell | Exterior Walls | Wall Assembly |  | 5 | 13 | [11 empty] | 0.057 | ASHRAE 90.2 | $/ft2 | 0 | 0 | 7.14
RE0103 | Exterior Walls | Walls Above Grade | Walls-Wood Frame - Wall Assembly (Residential) | Walls-Wood Frame - Wall Assembly (ASHRAE 90.2) | Residential | Exterior Enclosure | Shell | Exterior Walls | Wall Assembly |  | 5 | 15 | [11 empty] | 0.053 | ASHRAE 90.2 | $/ft2 | 0 | 0 | 7.39
RE0104 | Exterior Walls | Walls Above Grade | Walls-Wood Frame - Wall Assembly (Residential) | Walls-Wood Frame - Wall Assembly (ASHRAE 90.2) | Residential | Exterior Enclosure | Shell | Exterior Walls | Wall Assembly |  | 5 | 19 | [11 empty] | 0.045 | ASHRAE 90.2 | $/ft2 | 0 | 0 | 8.4
RE0105 | Exterior Walls | Walls Above Grade | Walls-Wood Frame - Wall Assembly (Residential) | Walls-Wood Frame - Wall Assembly (ASHRAE 90.2) | Residential | Exterior Enclosure | Shell | Exterior Walls | Wall Assembly |  | 5 | 21 | [11 empty] | 0.043 | ASHRAE 90.2 | $/ft2 | 0 | 0 | 8.57
RE0106 | Exterior Walls | Walls Above Grade | Walls-Wood Frame - Wall Assembly (Residential) | Walls-Wood Frame - Wall Assembly (ASHRAE 90.2) | Residential | Exterior Enclosure | Shell | Exterior Walls | Wall Assembly |  | 5 | 11 | [11 empty] | 0.06 | ASHRAE 90.2 | $/ft2 | 0 | 0 | 6.61
RE0107 | Exterior Walls | Walls Above Grade | Walls-Wood Frame - Wall Assembly (Residential) | Walls-Wood Frame - Wall Assembly (ASHRAE 90.2) | Residential | Exterior Enclosure | Shell | Exterior Walls | Wall Assembly |  | 5 | 13 | [11 empty] | 0.056 | ASHRAE 90.2 | $/ft2 | 0 | 0 | 6.69
RE0108 | Exterior Walls | Walls Above Grade | Walls-Wood Frame - Wall Assembly (Residential) | Walls-Wood Frame - Wall Assembly (ASHRAE 90.2) | Residential | Exterior Enclosure | Shell | Exterior Walls | Wall Assembly |  | 5 | 15 | [11 empty] | 0.052 | ASHRAE 90.2 | $/ft2 | 0 | 0 | 6.94
RE0109 | Exterior Walls | Walls Above Grade | Walls-Wood Frame - Wall Assembly (Residential) | Walls-Wood Frame - Wall Assembly (ASHRAE 90.2) | Residential | Exterior Enclosure | Shell | Exterior Walls | Wall Assembly |  | 5 | 19 | [11 empty] | 0.044 | ASHRAE 90.2 | $/ft2 | 0 | 0 | 7.93
RE0110 | Exterior Walls | Walls Above Grade | Walls-Wood Frame - Wall Assembly (Residential) | Walls-Wood Frame - Wall Assembly (ASHRAE 90.2) | Residential | Exterior Enclosure | Shell | Exterior Walls | Wall Assembly |  | 5 | 21 | [11 empty] | 0.042 | ASHRAE 90.2 | $/ft2 | 0 | 0 | 8.09
RE0111 | Exterior Walls | Walls Above Grade | Walls-Wood Frame - Wall Assembly (Residential) | Walls-Wood Frame - Wall Assembly (ASHRAE 90.2) | Residential | Exterior Enclosure | Shell | Exterior Walls | Wall Assembly |  | 6.5 | 11 | [11 empty] | 0.055 | ASHRAE 90.2 | $/ft2 | 0 | 0 | 7.32
RE0112 | Exterior Walls | Walls Above Grade | Walls-Wood Frame - Wall Assembly (Residential) | Walls-Wood Frame - Wall Assembly (ASHRAE 90.2) | Residential | Exterior Enclosure | Shell | Exterior Walls | Wall Assembly |  | 6.5 | 13 | [11 empty] | 0.052 | ASHRAE 90.2 | $/ft2 | 0 | 0 | 7.41
RE0113 | Exterior Walls | Walls Above Grade | Walls-Wood Frame - Wall Assembly (Residential) | Walls-Wood Frame - Wall Assembly (ASHRAE 90.2) | Residential | Exterior Enclosure | Shell | Exterior Walls | Wall Assembly |  | 6.5 | 15 | [11 empty] | 0.049 | ASHRAE 90.2 | $/ft2 | 0 | 0 | 7.65
RE0114 | Exterior Walls | Walls Above Grade | Walls-Wood Frame - Wall Assembly (Residential) | Walls-Wood Frame - Wall Assembly (ASHRAE 90.2) | Residential | Exterior Enclosure | Shell | Exterior Walls | Wall Assembly |  | 6.5 | 19 | [11 empty] | 0.042 | ASHRAE 90.2 | $/ft2 | 0 | 0 | 8.66
RE0115 | Exterior Walls | Walls Above Grade | Walls-Wood Frame - Wall Assembly (Residential) | Walls-Wood Frame - Wall Assembly (ASHRAE 90.2) | Residential | Exterior Enclosure | Shell | Exterior Walls | Wall Assembly |  | 6.5 | 21 | [11 empty] | 0.04 | ASHRAE 90.2 | $/ft2 | 0 | 0 | 8.84
RE0116 | Exterior Walls | Walls Above Grade | Walls-Wood Frame - Wall Assembly (Residential) | Walls-Wood Frame - Wall Assembly (ASHRAE 90.2) | Residential | Exterior Enclosure | Shell | Exterior Walls | Wall Assembly |  | 6.5 | 11 | [11 empty] | 0.055 | ASHRAE 90.2 | $/ft2 | 0 | 0 | 6.87
RE0117 | Exterior Walls | Walls Above Grade | Walls-Wood Frame - Wall Assembly (Residential) | Walls-Wood Frame - Wall Assembly (ASHRAE 90.2) | Residential | Exterior Enclosure | Shell | Exterior Walls | Wall Assembly |  | 6.5 | 13 | [11 empty] | 0.051 | ASHRAE 90.2 | $/ft2 | 0 | 0 | 6.96
RE0118 | Exterior Walls | Walls Above Grade | Walls-Wood Frame - Wall Assembly (Residential) | Walls-Wood Frame - Wall Assembly (ASHRAE 90.2) | Residential | Exterior Enclosure | Shell | Exterior Walls | Wall Assembly |  | 6.5 | 15 | [11 empty] | 0.048 | ASHRAE 90.2 | $/ft2 | 0 | 0 | 7.2
RE0119 | Exterior Walls | Walls Above Grade | Walls-Wood Frame - Wall Assembly (Residential) | Walls-Wood Frame - Wall Assembly (ASHRAE 90.2) | Residential | Exterior Enclosure | Shell | Exterior Walls | Wall Assembly |  | 6.5 | 19 | [11 empty] | 0.041 | ASHRAE 90.2 | $/ft2 | 0 | 0 | 8.19
RE0120 | Exterior Walls | Walls Above Grade | Walls-Wood Frame - Wall Assembly (Residential) | Walls-Wood Frame - Wall Assembly (ASHRAE 90.2) | Residential | Exterior Enclosure | Shell | Exterior Walls | Wall Assembly |  | 6.5 | 21 | [11 empty] | 0.039 | ASHRAE 90.2 | $/ft2 | 0 | 0 | 8.36
RE0121 | Exterior Walls | Walls Above Grade | Walls-Wood Frame - Wall Assembly (Residential) | Walls-Wood Frame - Wall Assembly (ASHRAE 90.2) | Residential | Exterior Enclosure | Shell | Exterior Walls | Wall Assembly |  | 10 | 11 | [11 empty] | 0.046 | ASHRAE 90.2 | $/ft2 | 0 | 0 | 7.98
RE0122 | Exterior Walls | Walls Above Grade | Walls-Wood Frame - Wall Assembly (Residential) | Walls-Wood Frame - Wall Assembly (ASHRAE 90.2) | Residential | Exterior Enclosure | Shell | Exterior Walls | Wall Assembly |  | 10 | 13 | [11 empty] | 0.044 | ASHRAE 90.2 | $/ft2 | 0 | 0 | 8.05
RE0123 | Exterior Walls | Walls Above Grade | Walls-Wood Frame - Wall Assembly (Residential) | Walls-Wood Frame - Wall Assembly (ASHRAE 90.2) | Residential | Exterior Enclosure | Shell | Exterior Walls | Wall Assembly |  | 10 | 15 | [11 empty] | 0.042 | ASHRAE 90.2 | $/ft2 | 0 | 0 | 8.31
RE0124 | Exterior Walls | Walls Above Grade | Walls-Wood Frame - Wall Assembly (Residential) | Walls-Wood Frame - Wall Assembly (ASHRAE 90.2) | Residential | Exterior Enclosure | Shell | Exterior Walls | Wall Assembly |  | 10 | 19 | [11 empty] | 0.036 | ASHRAE 90.2 | $/ft2 | 0 | 0 | 9.31
RE0125 | Exterior Walls | Walls Above Grade | Walls-Wood Frame - Wall Assembly (Residential) | Walls-Wood Frame - Wall Assembly (ASHRAE 90.2) | Residential | Exterior Enclosure | Shell | Exterior Walls | Wall Assembly |  | 10 | 21 | [11 empty] | 0.035 | ASHRAE 90.2 | $/ft2 | 0 | 0 | 9.48
RE0126 | Exterior Walls | Walls Above Grade | Walls-Wood Frame - Wall Assembly (Residential) | Walls-Wood Frame - Wall Assembly (ASHRAE 90.2) | Residential | Exterior Enclosure | Shell | Exterior Walls | Wall Assembly |  | 10 | 11 | [11 empty] | 0.046 | ASHRAE 90.2 | $/ft2 | 0 | 0 | 7.53
RE0127 | Exterior Walls | Walls Above Grade | Walls-Wood Frame - Wall Assembly (Residential) | Walls-Wood Frame - Wall Assembly (ASHRAE 90.2) | Residential | Exterior Enclosure | Shell | Exterior Walls | Wall Assembly |  | 10 | 13 | [11 empty] | 0.043 | ASHRAE 90.2 | $/ft2 | 0 | 0 | 7.61
RE0128 | Exterior Walls | Walls Above Grade | Walls-Wood Frame - Wall Assembly (Residential) | Walls-Wood Frame - Wall Assembly (ASHRAE 90.2) | Residential | Exterior Enclosure | Shell | Exterior Walls | Wall Assembly |  | 10 | 15 | [11 empty] | 0.041 | ASHRAE 90.2 | $/ft2 | 0 | 0 | 7.86
RE0129 | Exterior Walls | Walls Above Grade | Walls-Wood Frame - Wall Assembly (Residential) | Walls-Wood Frame - Wall Assembly (ASHRAE 90.2) | Residential | Exterior Enclosure | Shell | Exterior Walls | Wall Assembly |  | 10 | 19 | [11 empty] | 0.036 | ASHRAE 90.2 | $/ft2 | 0 | 0 | 8.85
RE0130 | Exterior Walls | Walls Above Grade | Walls-Wood Frame - Wall Assembly (Residential) | Walls-Wood Frame - Wall Assembly (ASHRAE 90.2) | Residential | Exterior Enclosure | Shell | Exterior Walls | Wall Assembly |  | 10 | 19 | [11 empty] | 0.034 | ASHRAE 90.2 | $/ft2 | 0 | 0 | 9.01
RE0131 | Exterior Walls | Walls Above Grade | Walls-Wood Frame - Wall Assembly (Residential) | Walls-Wood Frame - Wall Assembly (ASHRAE 90.2) | Residential | Exterior Enclosure | Shell | Exterior Walls | Wall Assembly |  |  | 13 | [11 empty] | 0.082 | ASHRAE 90.2 | $/ft2 | 0 | 0 | 6.08
RE0132 | Exterior Walls | Walls Above Grade | Walls-Wood Frame - Wall Assembly (Residential) | Walls-Wood Frame - Wall Assembly (ASHRAE 90.2) | Residential | Exterior Enclosure | Shell | Exterior Walls | Wall Assembly |  |  | 19 | [11 empty] | 0.06 | ASHRAE 90.2 | $/ft2 | 0 | 0 | 7.11
RE0133 | Exterior Walls | Walls Above Grade | Walls-Wood Frame - Wall Assembly (Residential) | Walls-Wood Frame - Wall Assembly (ASHRAE 90.2) | Residential | Exterior Enclosure | Shell | Exterior Walls | Wall Assembly |  |  | 13 | [11 empty] | 0.08 | ASHRAE 90.2 | $/ft2 | 0 | 0 | 5.82
RE0134 | Exterior Walls | Walls Above Grade | Walls-Wood Frame - Wall Assembly (Residential) | Walls-Wood Frame - Wall Assembly (ASHRAE 90.2) | Residential | Exterior Enclosure | Shell | Exterior Walls | Wall Assembly |  |  | 19 | [11 empty] | 0.059 | ASHRAE 90.2 | $/ft2 | 0 | 0 | 6.78
RE0135 | Exterior Walls | Walls Above Grade | Walls-Wood Frame - Wall Assembly (Residential) | Walls-Wood Frame - Wall Assembly (ASHRAE 90.2) | Residential | Exterior Enclosure | Shell | Exterior Walls | Wall Assembly |  |  | 13 | [11 empty] | 0.082 | ASHRAE 90.2 | $/ft2 | 0 | 0 | 6.25
RE0136 | Exterior Walls | Walls Above Grade | Walls-Wood Frame - Wall Assembly (Residential) | Walls-Wood Frame - Wall Assembly (ASHRAE 90.2) | Residential | Exterior Enclosure | Shell | Exterior Walls | Wall Assembly |  |  | 19 | [11 empty] | 0.06 | ASHRAE 90.2 | $/ft2 | 0 | 0 | 7.27
RE0137 | Exterior Walls | Walls Above Grade | Walls-Wood Frame - Wall Assembly (Residential) | Walls-Wood Frame - Wall Assembly (ASHRAE 90.2) | Residential | Exterior Enclosure | Shell | Exterior Walls | Wall Assembly |  |  | 13 | [11 empty] | 0.08 | ASHRAE 90.2 | $/ft2 | 0 | 0 | 5.98
RE0138 | Exterior Walls | Walls Above Grade | Walls-Wood Frame - Wall Assembly (Residential) | Walls-Wood Frame - Wall Assembly (ASHRAE 90.2) | Residential | Exterior Enclosure | Shell | Exterior Walls | Wall Assembly |  |  | 19 | [11 empty] | 0.059 | ASHRAE 90.2 | $/ft2 | 0 | 0 | 6.95
RE0139 | Exterior Walls | Walls Above Grade | Walls-Wood Frame - Wall Assembly (Residential) | Walls-Wood Frame - Wall Assembly (ASHRAE 90.2) | Residential | Exterior Enclosure | Shell | Exterior Walls | Wall Assembly |  | 5 | 13 | [11 empty] | 0.057 | ASHRAE 90.2 | $/ft2 | 0 | 0 | 6.93
RE0140 | Exterior Walls | Walls Above Grade | Walls-Wood Frame - Wall Assembly (Residential) | Walls-Wood Frame - Wall Assembly (ASHRAE 90.2) | Residential | Exterior Enclosure | Shell | Exterior Walls | Wall Assembly |  | 5 | 19 | [11 empty] | 0.045 | ASHRAE 90.2 | $/ft2 | 0 | 0 | 8.88
RE0141 | Exterior Walls | Walls Above Grade | Walls-Wood Frame - Wall Assembly (Residential) | Walls-Wood Frame - Wall Assembly (ASHRAE 90.2) | Residential | Exterior Enclosure | Shell | Exterior Walls | Wall Assembly |  | 5 | 13 | [11 empty] | 0.056 | ASHRAE 90.2 | $/ft2 | 0 | 0 | 6.5
RE0142 | Exterior Walls | Walls Above Grade | Walls-Wood Frame - Wall Assembly (Residential) | Walls-Wood Frame - Wall Assembly (ASHRAE 90.2) | Residential | Exterior Enclosure | Shell | Exterior Walls | Wall Assembly |  | 5 | 19 | [11 empty] | 0.044 | ASHRAE 90.2 | $/ft2 | 0 | 0 | 8.46
RE0143 | Exterior Walls | Walls Above Grade | Walls-Wood Frame - Wall Assembly (Residential) | Walls-Wood Frame - Wall Assembly (ASHRAE 90.2) | Residential | Exterior Enclosure | Shell | Exterior Walls | Wall Assembly |  | 2 | 13 | [11 empty] | 0.069 | ASHRAE 90.2 | $/ft2 | 0 | 0 | 6.4
RE0144 | Exterior Walls | Walls Above Grade | Walls-Wood Frame - Wall Assembly (Residential) | Walls-Wood Frame - Wall Assembly (ASHRAE 90.2) | Residential | Exterior Enclosure | Shell | Exterior Walls | Wall Assembly |  | 2 | 19 | [11 empty] | 0.053 | ASHRAE 90.2 | $/ft2 | 0 | 0 | 7.43
RE0145 | Exterior Walls | Walls Above Grade | Walls-Wood Frame - Wall Assembly (Residential) | Walls-Wood Frame - Wall Assembly (ASHRAE 90.2) | Residential | Exterior Enclosure | Shell | Exterior Walls | Wall Assembly |  | 2 | 13 | [11 empty] | 0.056 | ASHRAE 90.2 | $/ft2 | 0 | 0 | 6.12
RE0146 | Exterior Walls | Walls Above Grade | Walls-Wood Frame - Wall Assembly (Residential) | Walls-Wood Frame - Wall Assembly (ASHRAE 90.2) | Residential | Exterior Enclosure | Shell | Exterior Walls | Wall Assembly |  | 2 | 19 | [11 empty] | 0.044 | ASHRAE 90.2 | $/ft2 | 0 | 0 | 7.09
RE0147 | Exterior Walls | Walls Above Grade | Walls-Wood Frame - Wall Assembly (Residential) | Walls-Wood Frame - Wall Assembly (ASHRAE 90.2) | Residential | Exterior Enclosure | Shell | Exterior Walls | Wall Assembly |  | 3 | 13 | [11 empty] | 0.064 | ASHRAE 90.2 | $/ft2 | 0 | 0 | 6.59
RE0148 | Exterior Walls | Walls Above Grade | Walls-Wood Frame - Wall Assembly (Residential) | Walls-Wood Frame - Wall Assembly (ASHRAE 90.2) | Residential | Exterior Enclosure | Shell | Exterior Walls | Wall Assembly |  | 3 | 19 | [11 empty] | 0.05 | ASHRAE 90.2 | $/ft2 | 0 | 0 | 7.62
RE0149 | Exterior Walls | Walls Above Grade | Walls-Wood Frame - Wall Assembly (Residential) | Walls-Wood Frame - Wall Assembly (ASHRAE 90.2) | Residential | Exterior Enclosure | Shell | Exterior Walls | Wall Assembly |  | 3 | 13 | [11 empty] | 0.063 | ASHRAE 90.2 | $/ft2 | 0 | 0 | 6.3
RE0150 | Exterior Walls | Walls Above Grade | Walls-Wood Frame - Wall Assembly (Residential) | Walls-Wood Frame - Wall Assembly (ASHRAE 90.2) | Residential | Exterior Enclosure | Shell | Exterior Walls | Wall Assembly |  | 3 | 19 | [11 empty] | 0.049 | ASHRAE 90.2 | $/ft2 | 0 | 0 | 7.26
RE0051 | Exterior Walls | Walls Above Grade | Walls-Wood Frame - Wall Assembly (Residential) | Walls-Wood Frame - Wall Assembly (ASHRAE 90.2) | Residential | Exterior Enclosure | Shell | Exterior Walls | Wall Assembly |  | 3 | 11 | [11 empty] | 0.069 | ASHRAE 90.2 | $/ft2 | 0 | 0 | 6.08
RE0052 | Exterior Walls | Walls Above Grade | Walls-Wood Frame - Wall Assembly (Residential) | Walls-Wood Frame - Wall Assembly (ASHRAE 90.2) | Residential | Exterior Enclosure | Shell | Exterior Walls | Wall Assembly |  | 3 | 13 | [11 empty] | 0.064 | ASHRAE 90.2 | $/ft2 | 0 | 0 | 6.16
RE0053 | Exterior Walls | Walls Above Grade | Walls-Wood Frame - Wall Assembly (Residential) | Walls-Wood Frame - Wall Assembly (ASHRAE 90.2) | Residential | Exterior Enclosure | Shell | Exterior Walls | Wall Assembly |  | 3 | 15 | [11 empty] | 0.061 | ASHRAE 90.2 | $/ft2 | 0 | 0 | 6.4
RE0054 | Exterior Walls | Walls Above Grade | Walls-Wood Frame - Wall Assembly (Residential) | Walls-Wood Frame - Wall Assembly (ASHRAE 90.2) | Residential | Exterior Enclosure | Shell | Exterior Walls | Wall Assembly |  | 3 | 19 | [11 empty] | 0.05 | ASHRAE 90.2 | $/ft2 | 0 | 0 | 7.15
RE0055 | Exterior Walls | Walls Above Grade | Walls-Wood Frame - Wall Assembly (Residential) | Walls-Wood Frame - Wall Assembly (ASHRAE 90.2) | Residential | Exterior Enclosure | Shell | Exterior Walls | Wall Assembly |  | 3 | 21 | [11 empty] | 0.048 | ASHRAE 90.2 | $/ft2 | 0 | 0 | 7.33
RE0056 | Exterior Walls | Walls Above Grade | Walls-Wood Frame - Wall Assembly (Residential) | Walls-Wood Frame - Wall Assembly (ASHRAE 90.2) | Residential | Exterior Enclosure | Shell | Exterior Walls | Wall Assembly |  | 3 | 11 | [11 empty] | 0.068 | ASHRAE 90.2 | $/ft2 | 0 | 0 | 5.79
RE0057 | Exterior Walls | Walls Above Grade | Walls-Wood Frame - Wall Assembly (Residential) | Walls-Wood Frame - Wall Assembly (ASHRAE 90.2) | Residential | Exterior Enclosure | Shell | Exterior Walls | Wall Assembly |  | 3 | 13 | [11 empty] | 0.063 | ASHRAE 90.2 | $/ft2 | 0 | 0 | 5.87
RE0058 | Exterior Walls | Walls Above Grade | Walls-Wood Frame - Wall Assembly (Residential) | Walls-Wood Frame - Wall Assembly (ASHRAE 90.2) | Residential | Exterior Enclosure | Shell | Exterior Walls | Wall Assembly |  | 3 | 15 | [11 empty] | 0.059 | ASHRAE 90.2 | $/ft2 | 0 | 0 | 6.12
RE0059 | Exterior Walls | Walls Above Grade | Walls-Wood Frame - Wall Assembly (Residential) | Walls-Wood Frame - Wall Assembly (ASHRAE 90.2) | Residential | Exterior Enclosure | Shell | Exterior Walls | Wall Assembly |  | 3 | 19 | [11 empty] | 0.049 | ASHRAE 90.2 | $/ft2 | 0 | 0 | 6.81
RE0060 | Exterior Walls | Walls Above Grade | Walls-Wood Frame - Wall Assembly (Residential) | Walls-Wood Frame - Wall Assembly (ASHRAE 90.2) | Residential | Exterior Enclosure | Shell | Exterior Walls | Wall Assembly |  | 3 | 21 | [11 empty] | 0.046 | ASHRAE 90.2 | $/ft2 | 0 | 0 | 6.98
RE0061 | Exterior Walls | Walls Above Grade | Walls-Wood Frame - Wall Assembly (Residential) | Walls-Wood Frame - Wall Assembly (ASHRAE 90.2) | Residential | Exterior Enclosure | Shell | Exterior Walls | Wall Assembly |  | 2.5 | 11 | [11 empty] | 0.072 | ASHRAE 90.2 | $/ft2 | 0 | 0 | 6.44
RE0062 | Exterior Walls | Walls Above Grade | Walls-Wood Frame - Wall Assembly (Residential) | Walls-Wood Frame - Wall Assembly (ASHRAE 90.2) | Residential | Exterior Enclosure | Shell | Exterior Walls | Wall Assembly |  | 2.5 | 13 | [11 empty] | 0.067 | ASHRAE 90.2 | $/ft2 | 0 | 0 | 6.53
RE0063 | Exterior Walls | Walls Above Grade | Walls-Wood Frame - Wall Assembly (Residential) | Walls-Wood Frame - Wall Assembly (ASHRAE 90.2) | Residential | Exterior Enclosure | Shell | Exterior Walls | Wall Assembly |  | 2.5 | 15 | [11 empty] | 0.063 | ASHRAE 90.2 | $/ft2 | 0 | 0 | 6.77
RE0064 | Exterior Walls | Walls Above Grade | Walls-Wood Frame - Wall Assembly (Residential) | Walls-Wood Frame - Wall Assembly (ASHRAE 90.2) | Residential | Exterior Enclosure | Shell | Exterior Walls | Wall Assembly |  | 2.5 | 19 | [11 empty] | 0.051 | ASHRAE 90.2 | $/ft2 | 0 | 0 | 7.45
RE0065 | Exterior Walls | Walls Above Grade | Walls-Wood Frame - Wall Assembly (Residential) | Walls-Wood Frame - Wall Assembly (ASHRAE 90.2) | Residential | Exterior Enclosure | Shell | Exterior Walls | Wall Assembly |  | 2.5 | 21 | [11 empty] | 0.049 | ASHRAE 90.2 | $/ft2 | 0 | 0 | 7.62
RE0066 | Exterior Walls | Walls Above Grade | Walls-Wood Frame - Wall Assembly (Residential) | Walls-Wood Frame - Wall Assembly (ASHRAE 90.2) | Residential | Exterior Enclosure | Shell | Exterior Walls | Wall Assembly |  | 2.5 | 11 | [11 empty] | 0.071 | ASHRAE 90.2 | $/ft2 | 0 | 0 | 6.13
RE0067 | Exterior Walls | Walls Above Grade | Walls-Wood Frame - Wall Assembly (Residential) | Walls-Wood Frame - Wall Assembly (ASHRAE 90.2) | Residential | Exterior Enclosure | Shell | Exterior Walls | Wall Assembly |  | 2.5 | 13 | [11 empty] | 0.065 | ASHRAE 90.2 | $/ft2 | 0 | 0 | 6.21
RE0068 | Exterior Walls | Walls Above Grade | Walls-Wood Frame - Wall Assembly (Residential) | Walls-Wood Frame - Wall Assembly (ASHRAE 90.2) | Residential | Exterior Enclosure | Shell | Exterior Walls | Wall Assembly |  | 2.5 | 15 | [11 empty] | 0.061 | ASHRAE 90.2 | $/ft2 | 0 | 0 | 6.46
RE0069 | Exterior Walls | Walls Above Grade | Walls-Wood Frame - Wall Assembly (Residential) | Walls-Wood Frame - Wall Assembly (ASHRAE 90.2) | Residential | Exterior Enclosure | Shell | Exterior Walls | Wall Assembly |  | 2.5 | 19 | [11 empty] | 0.05 | ASHRAE 90.2 | $/ft2 | 0 | 0 | 7.1
RE0070 | Exterior Walls | Walls Above Grade | Walls-Wood Frame - Wall Assembly (Residential) | Walls-Wood Frame - Wall Assembly (ASHRAE 90.2) | Residential | Exterior Enclosure | Shell | Exterior Walls | Wall Assembly |  | 2.5 | 21 | [11 empty] | 0.048 | ASHRAE 90.2 | $/ft2 | 0 | 0 | 7.27
RE0071 | Exterior Walls | Walls Above Grade | Walls-Wood Frame - Wall Assembly (Residential) | Walls-Wood Frame - Wall Assembly (ASHRAE 90.2) | Residential | Exterior Enclosure | Shell | Exterior Walls | Wall Assembly |  | 4 | 11 | [11 empty] | 0.064 | ASHRAE 90.2 | $/ft2 | 0 | 0 | 6.52
RE0072 | Exterior Walls | Walls Above Grade | Walls-Wood Frame - Wall Assembly (Residential) | Walls-Wood Frame - Wall Assembly (ASHRAE 90.2) | Residential | Exterior Enclosure | Shell | Exterior Walls | Wall Assembly |  | 4 | 13 | [11 empty] | 0.06 | ASHRAE 90.2 | $/ft2 | 0 | 0 | 6.59
RE0073 | Exterior Walls | Walls Above Grade | Walls-Wood Frame - Wall Assembly (Residential) | Walls-Wood Frame - Wall Assembly (ASHRAE 90.2) | Residential | Exterior Enclosure | Shell | Exterior Walls | Wall Assembly |  | 4 | 15 | [11 empty] | 0.057 | ASHRAE 90.2 | $/ft2 | 0 | 0 | 6.84
RE0074 | Exterior Walls | Walls Above Grade | Walls-Wood Frame - Wall Assembly (Residential) | Walls-Wood Frame - Wall Assembly (ASHRAE 90.2) | Residential | Exterior Enclosure | Shell | Exterior Walls | Wall Assembly |  | 4 | 19 | [11 empty] | 0.047 | ASHRAE 90.2 | $/ft2 | 0 | 0 | 7.59
RE0075 | Exterior Walls | Walls Above Grade | Walls-Wood Frame - Wall Assembly (Residential) | Walls-Wood Frame - Wall Assembly (ASHRAE 90.2) | Residential | Exterior Enclosure | Shell | Exterior Walls | Wall Assembly |  | 4 | 21 | [11 empty] | 0.045 | ASHRAE 90.2 | $/ft2 | 0 | 0 | 7.75
RE0076 | Exterior Walls | Walls Above Grade | Walls-Wood Frame - Wall Assembly (Residential) | Walls-Wood Frame - Wall Assembly (ASHRAE 90.2) | Residential | Exterior Enclosure | Shell | Exterior Walls | Wall Assembly |  | 4 | 11 | [11 empty] | 0.063 | ASHRAE 90.2 | $/ft2 | 0 | 0 | 6.23
RE0077 | Exterior Walls | Walls Above Grade | Walls-Wood Frame - Wall Assembly (Residential) | Walls-Wood Frame - Wall Assembly (ASHRAE 90.2) | Residential | Exterior Enclosure | Shell | Exterior Walls | Wall Assembly |  | 4 | 13 | [11 empty] | 0.059 | ASHRAE 90.2 | $/ft2 | 0 | 0 | 6.3
RE0078 | Exterior Walls | Walls Above Grade | Walls-Wood Frame - Wall Assembly (Residential) | Walls-Wood Frame - Wall Assembly (ASHRAE 90.2) | Residential | Exterior Enclosure | Shell | Exterior Walls | Wall Assembly |  | 4 | 15 | [11 empty] | 0.055 | ASHRAE 90.2 | $/ft2 | 0 | 0 | 6.56
RE0079 | Exterior Walls | Walls Above Grade | Walls-Wood Frame - Wall Assembly (Residential) | Walls-Wood Frame - Wall Assembly (ASHRAE 90.2) | Residential | Exterior Enclosure | Shell | Exterior Walls | Wall Assembly |  | 4 | 19 | [11 empty] | 0.046 | ASHRAE 90.2 | $/ft2 | 0 | 0 | 7.23
RE0080 | Exterior Walls | Walls Above Grade | Walls-Wood Frame - Wall Assembly (Residential) | Walls-Wood Frame - Wall Assembly (ASHRAE 90.2) | Residential | Exterior Enclosure | Shell | Exterior Walls | Wall Assembly |  | 4 | 21 | [11 empty] | 0.044 | ASHRAE 90.2 | $/ft2 | 0 | 0 | 7.42
RE0081 | Exterior Walls | Walls Above Grade | Walls-Wood Frame - Wall Assembly (Residential) | Walls-Wood Frame - Wall Assembly (ASHRAE 90.2) | Residential | Exterior Enclosure | Shell | Exterior Walls | Wall Assembly |  | 5 | 11 | [11 empty] | 0.06 | ASHRAE 90.2 | $/ft2 | 0 | 0 | 6.79
RE0082 | Exterior Walls | Walls Above Grade | Walls-Wood Frame - Wall Assembly (Residential) | Walls-Wood Frame - Wall Assembly (ASHRAE 90.2) | Residential | Exterior Enclosure | Shell | Exterior Walls | Wall Assembly |  | 5 | 13 | [11 empty] | 0.057 | ASHRAE 90.2 | $/ft2 | 0 | 0 | 6.86
RE0083 | Exterior Walls | Walls Above Grade | Walls-Wood Frame - Wall Assembly (Residential) | Walls-Wood Frame - Wall Assembly (ASHRAE 90.2) | Residential | Exterior Enclosure | Shell | Exterior Walls | Wall Assembly |  | 5 | 15 | [11 empty] | 0.053 | ASHRAE 90.2 | $/ft2 | 0 | 0 | 7.12
RE0084 | Exterior Walls | Walls Above Grade | Walls-Wood Frame - Wall Assembly (Residential) | Walls-Wood Frame - Wall Assembly (ASHRAE 90.2) | Residential | Exterior Enclosure | Shell | Exterior Walls | Wall Assembly |  | 5 | 19 | [11 empty] | 0.045 | ASHRAE 90.2 | $/ft2 | 0 | 0 | 7.8
RE0085 | Exterior Walls | Walls Above Grade | Walls-Wood Frame - Wall Assembly (Residential) | Walls-Wood Frame - Wall Assembly (ASHRAE 90.2) | Residential | Exterior Enclosure | Shell | Exterior Walls | Wall Assembly |  | 5 | 21 | [11 empty] | 0.043 | ASHRAE 90.2 | $/ft2 | 0 | 0 | 7.98
RE0086 | Exterior Walls | Walls Above Grade | Walls-Wood Frame - Wall Assembly (Residential) | Walls-Wood Frame - Wall Assembly (ASHRAE 90.2) | Residential | Exterior Enclosure | Shell | Exterior Walls | Wall Assembly |  | 5 | 11 | [11 empty] | 0.06 | ASHRAE 90.2 | $/ft2 | 0 | 0 | 6.47
RE0087 | Exterior Walls | Walls Above Grade | Walls-Wood Frame - Wall Assembly (Residential) | Walls-Wood Frame - Wall Assembly (ASHRAE 90.2) | Residential | Exterior Enclosure | Shell | Exterior Walls | Wall Assembly |  | 5 | 13 | [11 empty] | 0.056 | ASHRAE 90.2 | $/ft2 | 0 | 0 | 6.55
RE0088 | Exterior Walls | Walls Above Grade | Walls-Wood Frame - Wall Assembly (Residential) | Walls-Wood Frame - Wall Assembly (ASHRAE 90.2) | Residential | Exterior Enclosure | Shell | Exterior Walls | Wall Assembly |  | 5 | 15 | [11 empty] | 0.052 | ASHRAE 90.2 | $/ft2 | 0 | 0 | 6.79
RE0089 | Exterior Walls | Walls Above Grade | Walls-Wood Frame - Wall Assembly (Residential) | Walls-Wood Frame - Wall Assembly (ASHRAE 90.2) | Residential | Exterior Enclosure | Shell | Exterior Walls | Wall Assembly |  | 5 | 19 | [11 empty] | 0.044 | ASHRAE 90.2 | $/ft2 | 0 | 0 | 7.44
RE0090 | Exterior Walls | Walls Above Grade | Walls-Wood Frame - Wall Assembly (Residential) | Walls-Wood Frame - Wall Assembly (ASHRAE 90.2) | Residential | Exterior Enclosure | Shell | Exterior Walls | Wall Assembly |  | 5 | 21 | [11 empty] | 0.042 | ASHRAE 90.2 | $/ft2 | 0 | 0 | 7.6
RE0091 | Exterior Walls | Walls Above Grade | Walls-Wood Frame - Wall Assembly (Residential) | Walls-Wood Frame - Wall Assembly (ASHRAE 90.2) | Residential | Exterior Enclosure | Shell | Exterior Walls | Wall Assembly |  | 3.2 | 11 | [11 empty] | 0.068 | ASHRAE 90.2 | $/ft2 | 0 | 0 | 6.43
RE0092 | Exterior Walls | Walls Above Grade | Walls-Wood Frame - Wall Assembly (Residential) | Walls-Wood Frame - Wall Assembly (ASHRAE 90.2) | Residential | Exterior Enclosure | Shell | Exterior Walls | Wall Assembly |  | 3.2 | 13 | [11 empty] | 0.064 | ASHRAE 90.2 | $/ft2 | 0 | 0 | 6.52
RE0093 | Exterior Walls | Walls Above Grade | Walls-Wood Frame - Wall Assembly (Residential) | Walls-Wood Frame - Wall Assembly (ASHRAE 90.2) | Residential | Exterior Enclosure | Shell | Exterior Walls | Wall Assembly |  | 3.2 | 15 | [11 empty] | 0.06 | ASHRAE 90.2 | $/ft2 | 0 | 0 | 6.76
RE0094 | Exterior Walls | Walls Above Grade | Walls-Wood Frame - Wall Assembly (Residential) | Walls-Wood Frame - Wall Assembly (ASHRAE 90.2) | Residential | Exterior Enclosure | Shell | Exterior Walls | Wall Assembly |  | 3.2 | 19 | [11 empty] | 0.049 | ASHRAE 90.2 | $/ft2 | 0 | 0 | 7.75
RE0095 | Exterior Walls | Walls Above Grade | Walls-Wood Frame - Wall Assembly (Residential) | Walls-Wood Frame - Wall Assembly (ASHRAE 90.2) | Residential | Exterior Enclosure | Shell | Exterior Walls | Wall Assembly |  | 3.2 | 21 | [11 empty] | 0.047 | ASHRAE 90.2 | $/ft2 | 0 | 0 | 7.93
RE0096 | Exterior Walls | Walls Above Grade | Walls-Wood Frame - Wall Assembly (Residential) | Walls-Wood Frame - Wall Assembly (ASHRAE 90.2) | Residential | Exterior Enclosure | Shell | Exterior Walls | Wall Assembly |  | 3.2 | 11 | [11 empty] | 0.067 | ASHRAE 90.2 | $/ft2 | 0 | 0 | 6.1
RE0097 | Exterior Walls | Walls Above Grade | Walls-Wood Frame - Wall Assembly (Residential) | Walls-Wood Frame - Wall Assembly (ASHRAE 90.2) | Residential | Exterior Enclosure | Shell | Exterior Walls | Wall Assembly |  | 3.2 | 13 | [11 empty] | 0.062 | ASHRAE 90.2 | $/ft2 | 0 | 0 | 6.18
RE0098 | Exterior Walls | Walls Above Grade | Walls-Wood Frame - Wall Assembly (Residential) | Walls-Wood Frame - Wall Assembly (ASHRAE 90.2) | Residential | Exterior Enclosure | Shell | Exterior Walls | Wall Assembly |  | 3.2 | 15 | [11 empty] | 0.058 | ASHRAE 90.2 | $/ft2 | 0 | 0 | 6.42
RE0099 | Exterior Walls | Walls Above Grade | Walls-Wood Frame - Wall Assembly (Residential) | Walls-Wood Frame - Wall Assembly (ASHRAE 90.2) | Residential | Exterior Enclosure | Shell | Exterior Walls | Wall Assembly |  | 3.2 | 19 | [11 empty] | 0.048 | ASHRAE 90.2 | $/ft2 | 0 | 0 | 7.37
RE0100 | Exterior Walls | Walls Above Grade | Walls-Wood Frame - Wall Assembly (Residential) | Walls-Wood Frame - Wall Assembly (ASHRAE 90.2) | Residential | Exterior Enclosure | Shell | Exterior Walls | Wall Assembly |  | 3.2 | 21 | [11 empty] | 0.046 | ASHRAE 90.2 | $/ft2 | 0 | 0 | 7.53
RE0001 | Exterior Walls | Walls Above Grade | Walls-Wood Frame - Wall Assembly (Residential) | Walls-Wood Frame - Wall Assembly (ASHRAE 90.2) | Residential | Exterior Enclosure | Shell | Exterior Walls | Wall Assembly |  | 4 | 11 | [11 empty] | 0.064 | ASHRAE 90.2 | $/ft2 | 0 | 0 | 6.16
RE0002 | Exterior Walls | Walls Above Grade | Walls-Wood Frame - Wall Assembly (Residential) | Walls-Wood Frame - Wall Assembly (ASHRAE 90.2) | Residential | Exterior Enclosure | Shell | Exterior Walls | Wall Assembly |  | 4 | 13 | [11 empty] | 0.06 | ASHRAE 90.2 | $/ft2 | 0 | 0 | 6.24
RE0003 | Exterior Walls | Walls Above Grade | Walls-Wood Frame - Wall Assembly (Residential) | Walls-Wood Frame - Wall Assembly (ASHRAE 90.2) | Residential | Exterior Enclosure | Shell | Exterior Walls | Wall Assembly |  | 4 | 15 | [11 empty] | 0.057 | ASHRAE 90.2 | $/ft2 | 0 | 0 | 6.49
RE0004 | Exterior Walls | Walls Above Grade | Walls-Wood Frame - Wall Assembly (Residential) | Walls-Wood Frame - Wall Assembly (ASHRAE 90.2) | Residential | Exterior Enclosure | Shell | Exterior Walls | Wall Assembly |  | 4 | 19 | [11 empty] | 0.047 | ASHRAE 90.2 | $/ft2 | 0 | 0 | 7.23
RE0005 | Exterior Walls | Walls Above Grade | Walls-Wood Frame - Wall Assembly (Residential) | Walls-Wood Frame - Wall Assembly (ASHRAE 90.2) | Residential | Exterior Enclosure | Shell | Exterior Walls | Wall Assembly |  | 4 | 21 | [11 empty] | 0.045 | ASHRAE 90.2 | $/ft2 | 0 | 0 | 7.42
RE0006 | Exterior Walls | Walls Above Grade | Walls-Wood Frame - Wall Assembly (Residential) | Walls-Wood Frame - Wall Assembly (ASHRAE 90.2) | Residential | Exterior Enclosure | Shell | Exterior Walls | Wall Assembly |  | 4 | 11 | [11 empty] | 0.063 | ASHRAE 90.2 | $/ft2 | 0 | 0 | 5.87
RE0007 | Exterior Walls | Walls Above Grade | Walls-Wood Frame - Wall Assembly (Residential) | Walls-Wood Frame - Wall Assembly (ASHRAE 90.2) | Residential | Exterior Enclosure | Shell | Exterior Walls | Wall Assembly |  | 4 | 13 | [11 empty] | 0.059 | ASHRAE 90.2 | $/ft2 | 0 | 0 | 5.95
RE0008 | Exterior Walls | Walls Above Grade | Walls-Wood Frame - Wall Assembly (Residential) | Walls-Wood Frame - Wall Assembly (ASHRAE 90.2) | Residential | Exterior Enclosure | Shell | Exterior Walls | Wall Assembly |  | 4 | 15 | [11 empty] | 0.055 | ASHRAE 90.2 | $/ft2 | 0 | 0 | 6.2
RE0009 | Exterior Walls | Walls Above Grade | Walls-Wood Frame - Wall Assembly (Residential) | Walls-Wood Frame - Wall Assembly (ASHRAE 90.2) | Residential | Exterior Enclosure | Shell | Exterior Walls | Wall Assembly |  | 4 | 19 | [11 empty] | 0.046 | ASHRAE 90.2 | $/ft2 | 0 | 0 | 6.88
RE0010 | Exterior Walls | Walls Above Grade | Walls-Wood Frame - Wall Assembly (Residential) | Walls-Wood Frame - Wall Assembly (ASHRAE 90.2) | Residential | Exterior Enclosure | Shell | Exterior Walls | Wall Assembly |  | 4 | 21 | [11 empty] | 0.044 | ASHRAE 90.2 | $/ft2 | 0 | 0 | 7.06
RE0011 | Exterior Walls | Walls Above Grade | Walls-Wood Frame - Wall Assembly (Residential) | Walls-Wood Frame - Wall Assembly (ASHRAE 90.2) | Residential | Exterior Enclosure | Shell | Exterior Walls | Wall Assembly |  |  | 11 | [11 empty] | 0.089 | ASHRAE 90.2 | $/ft2 | 0 | 0 | 5.58
RE0012 | Exterior Walls | Walls Above Grade | Walls-Wood Frame - Wall Assembly (Residential) | Walls-Wood Frame - Wall Assembly (ASHRAE 90.2) | Residential | Exterior Enclosure | Shell | Exterior Walls | Wall Assembly |  |  | 13 | [11 empty] | 0.082 | ASHRAE 90.2 | $/ft2 | 0 | 0 | 5.66
RE0013 | Exterior Walls | Walls Above Grade | Walls-Wood Frame - Wall Assembly (Residential) | Walls-Wood Frame - Wall Assembly (ASHRAE 90.2) | Residential | Exterior Enclosure | Shell | Exterior Walls | Wall Assembly |  |  | 15 | [11 empty] | 0.077 | ASHRAE 90.2 | $/ft2 | 0 | 0 | 5.9
RE0014 | Exterior Walls | Walls Above Grade | Walls-Wood Frame - Wall Assembly (Residential) | Walls-Wood Frame - Wall Assembly (ASHRAE 90.2) | Residential | Exterior Enclosure | Shell | Exterior Walls | Wall Assembly |  |  | 19 | [11 empty] | 0.06 | ASHRAE 90.2 | $/ft2 | 0 | 0 | 6.64
RE0015 | Exterior Walls | Walls Above Grade | Walls-Wood Frame - Wall Assembly (Residential) | Walls-Wood Frame - Wall Assembly (ASHRAE 90.2) | Residential | Exterior Enclosure | Shell | Exterior Walls | Wall Assembly |  |  | 21 | [11 empty] | 0.057 | ASHRAE 90.2 | $/ft2 | 0 | 0 | 6.82
RE0016 | Exterior Walls | Walls Above Grade | Walls-Wood Frame - Wall Assembly (Residential) | Walls-Wood Frame - Wall Assembly (ASHRAE 90.2) | Residential | Exterior Enclosure | Shell | Exterior Walls | Wall Assembly |  |  | 11 | [11 empty] | 0.087 | ASHRAE 90.2 | $/ft2 | 0 | 0 | 5.31
RE0017 | Exterior Walls | Walls Above Grade | Walls-Wood Frame - Wall Assembly (Residential) | Walls-Wood Frame - Wall Assembly (ASHRAE 90.2) | Residential | Exterior Enclosure | Shell | Exterior Walls | Wall Assembly |  |  | 13 | [11 empty] | 0.08 | ASHRAE 90.2 | $/ft2 | 0 | 0 | 5.39
RE0018 | Exterior Walls | Walls Above Grade | Walls-Wood Frame - Wall Assembly (Residential) | Walls-Wood Frame - Wall Assembly (ASHRAE 90.2) | Residential | Exterior Enclosure | Shell | Exterior Walls | Wall Assembly |  |  | 15 | [11 empty] | 0.074 | ASHRAE 90.2 | $/ft2 | 0 | 0 | 5.65
RE0019 | Exterior Walls | Walls Above Grade | Walls-Wood Frame - Wall Assembly (Residential) | Walls-Wood Frame - Wall Assembly (ASHRAE 90.2) | Residential | Exterior Enclosure | Shell | Exterior Walls | Wall Assembly |  |  | 19 | [11 empty] | 0.059 | ASHRAE 90.2 | $/ft2 | 0 | 0 | 6.32
RE0020 | Exterior Walls | Walls Above Grade | Walls-Wood Frame - Wall Assembly (Residential) | Walls-Wood Frame - Wall Assembly (ASHRAE 90.2) | Residential | Exterior Enclosure | Shell | Exterior Walls | Wall Assembly |  |  | 21 | [11 empty] | 0.056 | ASHRAE 90.2 | $/ft2 | 0 | 0 | 6.51
RE0021 | Exterior Walls | Walls Above Grade | Walls-Wood Frame - Wall Assembly (Residential) | Walls-Wood Frame - Wall Assembly (ASHRAE 90.2) | Residential | Exterior Enclosure | Shell | Exterior Walls | Wall Assembly |  |  | 11 | [11 empty] | 0.089 | ASHRAE 90.2 | $/ft2 | 0 | 0 | 5.73
RE0022 | Exterior Walls | Walls Above Grade | Walls-Wood Frame - Wall Assembly (Residential) | Walls-Wood Frame - Wall Assembly (ASHRAE 90.2) | Residential | Exterior Enclosure | Shell | Exterior Walls | Wall Assembly |  |  | 13 | [11 empty] | 0.082 | ASHRAE 90.2 | $/ft2 | 0 | 0 | 5.81
RE0023 | Exterior Walls | Walls Above Grade | Walls-Wood Frame - Wall Assembly (Residential) | Walls-Wood Frame - Wall Assembly (ASHRAE 90.2) | Residential | Exterior Enclosure | Shell | Exterior Walls | Wall Assembly |  |  | 15 | [11 empty] | 0.077 | ASHRAE 90.2 | $/ft2 | 0 | 0 | 6.06
RE0024 | Exterior Walls | Walls Above Grade | Walls-Wood Frame - Wall Assembly (Residential) | Walls-Wood Frame - Wall Assembly (ASHRAE 90.2) | Residential | Exterior Enclosure | Shell | Exterior Walls | Wall Assembly |  |  | 19 | [11 empty] | 0.06 | ASHRAE 90.2 | $/ft2 | 0 | 0 | 6.81
RE0025 | Exterior Walls | Walls Above Grade | Walls-Wood Frame - Wall Assembly (Residential) | Walls-Wood Frame - Wall Assembly (ASHRAE 90.2) | Residential | Exterior Enclosure | Shell | Exterior Walls | Wall Assembly |  |  | 21 | [11 empty] | 0.057 | ASHRAE 90.2 | $/ft2 | 0 | 0 | 6.98
RE0026 | Exterior Walls | Walls Above Grade | Walls-Wood Frame - Wall Assembly (Residential) | Walls-Wood Frame - Wall Assembly (ASHRAE 90.2) | Residential | Exterior Enclosure | Shell | Exterior Walls | Wall Assembly |  |  | 11 | [11 empty] | 0.087 | ASHRAE 90.2 | $/ft2 | 0 | 0 | 5.47
RE0027 | Exterior Walls | Walls Above Grade | Walls-Wood Frame - Wall Assembly (Residential) | Walls-Wood Frame - Wall Assembly (ASHRAE 90.2) | Residential | Exterior Enclosure | Shell | Exterior Walls | Wall Assembly |  |  | 13 | [11 empty] | 0.08 | ASHRAE 90.2 | $/ft2 | 0 | 0 | 5.55
RE0028 | Exterior Walls | Walls Above Grade | Walls-Wood Frame - Wall Assembly (Residential) | Walls-Wood Frame - Wall Assembly (ASHRAE 90.2) | Residential | Exterior Enclosure | Shell | Exterior Walls | Wall Assembly |  |  | 15 | [11 empty] | 0.074 | ASHRAE 90.2 | $/ft2 | 0 | 0 | 5.8
RE0029 | Exterior Walls | Walls Above Grade | Walls-Wood Frame - Wall Assembly (Residential) | Walls-Wood Frame - Wall Assembly (ASHRAE 90.2) | Residential | Exterior Enclosure | Shell | Exterior Walls | Wall Assembly |  |  | 19 | [11 empty] | 0.059 | ASHRAE 90.2 | $/ft2 | 0 | 0 | 6.5
RE0030 | Exterior Walls | Walls Above Grade | Walls-Wood Frame - Wall Assembly (Residential) | Walls-Wood Frame - Wall Assembly (ASHRAE 90.2) | Residential | Exterior Enclosure | Shell | Exterior Walls | Wall Assembly |  |  | 21 | [11 empty] | 0.056 | ASHRAE 90.2 | $/ft2 | 0 | 0 | 6.67
RE0031 | Exterior Walls | Walls Above Grade | Walls-Wood Frame - Wall Assembly (Residential) | Walls-Wood Frame - Wall Assembly (ASHRAE 90.2) | Residential | Exterior Enclosure | Shell | Exterior Walls | Wall Assembly |  | 5 | 11 | [11 empty] | 0.06 | ASHRAE 90.2 | $/ft2 | 0 | 0 | 6.41
RE0032 | Exterior Walls | Walls Above Grade | Walls-Wood Frame - Wall Assembly (Residential) | Walls-Wood Frame - Wall Assembly (ASHRAE 90.2) | Residential | Exterior Enclosure | Shell | Exterior Walls | Wall Assembly |  | 5 | 13 | [11 empty] | 0.057 | ASHRAE 90.2 | $/ft2 | 0 | 0 | 6.5
RE0033 | Exterior Walls | Walls Above Grade | Walls-Wood Frame - Wall Assembly (Residential) | Walls-Wood Frame - Wall Assembly (ASHRAE 90.2) | Residential | Exterior Enclosure | Shell | Exterior Walls | Wall Assembly |  | 5 | 15 | [11 empty] | 0.053 | ASHRAE 90.2 | $/ft2 | 0 | 0 | 6.74
RE0034 | Exterior Walls | Walls Above Grade | Walls-Wood Frame - Wall Assembly (Residential) | Walls-Wood Frame - Wall Assembly (ASHRAE 90.2) | Residential | Exterior Enclosure | Shell | Exterior Walls | Wall Assembly |  | 5 | 19 | [11 empty] | 0.045 | ASHRAE 90.2 | $/ft2 | 0 | 0 | 8.42
RE0035 | Exterior Walls | Walls Above Grade | Walls-Wood Frame - Wall Assembly (Residential) | Walls-Wood Frame - Wall Assembly (ASHRAE 90.2) | Residential | Exterior Enclosure | Shell | Exterior Walls | Wall Assembly |  | 5 | 21 | [11 empty] | 0.043 | ASHRAE 90.2 | $/ft2 | 0 | 0 | 8.59
RE0036 | Exterior Walls | Walls Above Grade | Walls-Wood Frame - Wall Assembly (Residential) | Walls-Wood Frame - Wall Assembly (ASHRAE 90.2) | Residential | Exterior Enclosure | Shell | Exterior Walls | Wall Assembly |  | 5 | 11 | [11 empty] | 0.06 | ASHRAE 90.2 | $/ft2 | 0 | 0 | 5.97
RE0037 | Exterior Walls | Walls Above Grade | Walls-Wood Frame - Wall Assembly (Residential) | Walls-Wood Frame - Wall Assembly (ASHRAE 90.2) | Residential | Exterior Enclosure | Shell | Exterior Walls | Wall Assembly |  | 5 | 13 | [11 empty] | 0.056 | ASHRAE 90.2 | $/ft2 | 0 | 0 | 6.06
RE0038 | Exterior Walls | Walls Above Grade | Walls-Wood Frame - Wall Assembly (Residential) | Walls-Wood Frame - Wall Assembly (ASHRAE 90.2) | Residential | Exterior Enclosure | Shell | Exterior Walls | Wall Assembly |  | 5 | 15 | [11 empty] | 0.052 | ASHRAE 90.2 | $/ft2 | 0 | 0 | 6.31
RE0039 | Exterior Walls | Walls Above Grade | Walls-Wood Frame - Wall Assembly (Residential) | Walls-Wood Frame - Wall Assembly (ASHRAE 90.2) | Residential | Exterior Enclosure | Shell | Exterior Walls | Wall Assembly |  | 5 | 19 | [11 empty] | 0.044 | ASHRAE 90.2 | $/ft2 | 0 | 0 | 8
RE0040 | Exterior Walls | Walls Above Grade | Walls-Wood Frame - Wall Assembly (Residential) | Walls-Wood Frame - Wall Assembly (ASHRAE 90.2) | Residential | Exterior Enclosure | Shell | Exterior Walls | Wall Assembly |  | 5 | 21 | [11 empty] | 0.042 | ASHRAE 90.2 | $/ft2 | 0 | 0 | 8.17
RE0041 | Exterior Walls | Walls Above Grade | Walls-Wood Frame - Wall Assembly (Residential) | Walls-Wood Frame - Wall Assembly (ASHRAE 90.2) | Residential | Exterior Enclosure | Shell | Exterior Walls | Wall Assembly |  | 2 | 11 | [11 empty] | 0.075 | ASHRAE 90.2 | $/ft2 | 0 | 0 | 5.89
RE0042 | Exterior Walls | Walls Above Grade | Walls-Wood Frame - Wall Assembly (Residential) | Walls-Wood Frame - Wall Assembly (ASHRAE 90.2) | Residential | Exterior Enclosure | Shell | Exterior Walls | Wall Assembly |  | 2 | 13 | [11 empty] | 0.069 | ASHRAE 90.2 | $/ft2 | 0 | 0 | 5.97
RE0043 | Exterior Walls | Walls Above Grade | Walls-Wood Frame - Wall Assembly (Residential) | Walls-Wood Frame - Wall Assembly (ASHRAE 90.2) | Residential | Exterior Enclosure | Shell | Exterior Walls | Wall Assembly |  | 2 | 15 | [11 empty] | 0.065 | ASHRAE 90.2 | $/ft2 | 0 | 0 | 6.22
RE0044 | Exterior Walls | Walls Above Grade | Walls-Wood Frame - Wall Assembly (Residential) | Walls-Wood Frame - Wall Assembly (ASHRAE 90.2) | Residential | Exterior Enclosure | Shell | Exterior Walls | Wall Assembly |  | 2 | 19 | [11 empty] | 0.053 | ASHRAE 90.2 | $/ft2 | 0 | 0 | 6.97
RE0045 | Exterior Walls | Walls Above Grade | Walls-Wood Frame - Wall Assembly (Residential) | Walls-Wood Frame - Wall Assembly (ASHRAE 90.2) | Residential | Exterior Enclosure | Shell | Exterior Walls | Wall Assembly |  | 2 | 21 | [11 empty] | 0.05 | ASHRAE 90.2 | $/ft2 | 0 | 0 | 7.14
RE0046 | Exterior Walls | Walls Above Grade | Walls-Wood Frame - Wall Assembly (Residential) | Walls-Wood Frame - Wall Assembly (ASHRAE 90.2) | Residential | Exterior Enclosure | Shell | Exterior Walls | Wall Assembly |  | 2 | 11 | [11 empty] | 0.073 | ASHRAE 90.2 | $/ft2 | 0 | 0 | 5.62
RE0047 | Exterior Walls | Walls Above Grade | Walls-Wood Frame - Wall Assembly (Residential) | Walls-Wood Frame - Wall Assembly (ASHRAE 90.2) | Residential | Exterior Enclosure | Shell | Exterior Walls | Wall Assembly |  | 2 | 13 | [11 empty] | 0.068 | ASHRAE 90.2 | $/ft2 | 0 | 0 | 5.69
RE0048 | Exterior Walls | Walls Above Grade | Walls-Wood Frame - Wall Assembly (Residential) | Walls-Wood Frame - Wall Assembly (ASHRAE 90.2) | Residential | Exterior Enclosure | Shell | Exterior Walls | Wall Assembly |  | 2 | 15 | [11 empty] | 0.063 | ASHRAE 90.2 | $/ft2 | 0 | 0 | 5.94
RE0049 | Exterior Walls | Walls Above Grade | Walls-Wood Frame - Wall Assembly (Residential) | Walls-Wood Frame - Wall Assembly (ASHRAE 90.2) | Residential | Exterior Enclosure | Shell | Exterior Walls | Wall Assembly |  | 2 | 19 | [11 empty] | 0.052 | ASHRAE 90.2 | $/ft2 | 0 | 0 | 6.62
RE0050 | Exterior Walls | Walls Above Grade | Walls-Wood Frame - Wall Assembly (Residential) | Walls-Wood Frame - Wall Assembly (ASHRAE 90.2) | Residential | Exterior Enclosure | Shell | Exterior Walls | Wall Assembly |  | 2 | 21 | [11 empty] | 0.049 | ASHRAE 90.2 | $/ft2 | 0 | 0 | 6.8
NE1500 | Combined Systems | Water Heating, Space Heating | Combined space & water heater - Combined Hydronic Appliance (Residential) | Combined space & water heater - Combined Hydronic Appliance | Residential | HVAC | Services | Water heating | Combined Hydronic Appliance | Combined space & water heater |  |  | 40,000-160000 | [6 empty] | 0.95 |  |  |  |  | Faithful + Gould | $/Unit | 0 | 0 | 5625.21
NE1501 | Combined Systems | Water Heating, Space Heating | Combined space & water heater - Combined Hydronic Appliance (Residential) | Combined space & water heater - Combined Hydronic Appliance | Residential | HVAC | Services | Water heating | Combined Hydronic Appliance | Combined space & water heater |  |  | 40,000-199,000 | [6 empty] | 0.95 |  |  |  |  | Faithful + Gould | $/Unit | 0 | 0 | 6037.17
NE1502 | Combined Systems | Water Heating, Space Heating | Combined space & water heater - Combined Hydronic Appliance (Residential) | Combined space & water heater - Combined Hydronic Appliance | Residential | HVAC | Services | Water heating | Combined Hydronic Appliance | Combined space & water heater |  |  | 130000 | [6 empty] | 0.95 |  |  |  |  | Faithful + Gould | $/Unit | 0 | 0 | 8287.26
NE1503 | Combined Systems | Water Heating, Space Heating | Combined space & water heater - Combined Hydronic Appliance (Residential) | Combined space & water heater - Combined Hydronic Appliance | Residential | HVAC | Services | Water heating | Combined Hydronic Appliance | Combined space & water heater |  |  | 130000 | [6 empty] | 0.95 |  |  |  |  | Faithful + Gould | $/Unit | 0 | 0 | 6211.06
NE1504 | Combined Systems | Water Heating, Space Heating | Combined space & water heater - Combined Hydronic Appliance (Residential) | Combined space & water heater - Combined Hydronic Appliance | Residential | HVAC | Services | Water heating | Combined Hydronic Appliance | Combined space & water heater |  |  | 130000 | [6 empty] | 0.95 |  |  |  |  | Faithful + Gould | $/Unit | 0 | 0 | 7200.73
NE1505 | Combined Systems | Water Heating, Space Heating | Combined space & water heater - Combined Hydronic Appliance (Residential) | Combined space & water heater - Combined Hydronic Appliance | Residential | HVAC | Services | Water heating | Combined Hydronic Appliance | Combined space & water heater |  |  | 199000 | [6 empty] | 0.95 |  |  |  |  | Faithful + Gould | $/Unit | 0 | 0 | 9127.54
NE1506 | Combined Systems | Water Heating, Space Heating | Combined space & water heater - Combined Hydronic Appliance (Residential) | Combined space & water heater - Combined Hydronic Appliance | Residential | HVAC | Services | Water heating | Combined Hydronic Appliance | Combined space & water heater |  |  | 199000 | [6 empty] | 0.95 |  |  |  |  | Faithful + Gould | $/Unit | 0 | 0 | 7200.73
NE1507 | Combined Systems | Water Heating, Space Heating | Combined space & water heater - Combined Hydronic Appliance (Residential) | Combined space & water heater - Combined Hydronic Appliance | Residential | HVAC | Services | Water heating | Combined Hydronic Appliance | Combined space & water heater |  |  | 199000 | [6 empty] | 0.95 |  |  |  |  | Faithful + Gould | $/Unit | 0 | 0 | 7996.66
NE1450 | Water Heating Systems | Water Heating | Water heater - Solar Assisted WH (Residential) | Water heater - Solar Assisted WH | Residential | Plumbing | Services | Water heating | Solar Assisted WH | Water heater | [14 empty] | Faithful + Gould | $/Unit | 0 | 0 | 1656.05
NE1451 | Water Heating Systems | Water Heating | Water heater - Solar Assisted WH (Residential) | Water heater - Solar Assisted WH | Residential | Plumbing | Services | Water heating | Solar Assisted WH | Water heater | [14 empty] | Faithful + Gould | $/Unit | 0 | 0 | 2449.65
NE1452 | Water Heating Systems | Water Heating | Water heater - Solar Assisted WH (Residential) | Water heater - Solar Assisted WH | Residential | Plumbing | Services | Water heating | Solar Assisted WH | Water heater | [14 empty] | Faithful + Gould | $/Unit | 0 | 0 | 919.05
NE1453 | Water Heating Systems | Water Heating | Water heater - Solar Assisted WH (Residential) | Water heater - Solar Assisted WH | Residential | Plumbing | Services | Water heating | Solar Assisted WH | Water heater | [10 empty] | 1.3 |  |  |  | Faithful + Gould | $/Unit | 0 | 0 | 2566.14
NE1454 | Water Heating Systems | Water Heating | Water heater - Solar Assisted WH (Residential) | Water heater - Solar Assisted WH | Residential | Plumbing | Services | Water heating | Solar Assisted WH | Water heater | [10 empty] | 1.5 |  |  |  | Faithful + Gould | $/Unit | 0 | 0 | 3247.16
NE1455 | Water Heating Systems | Water Heating | Water heater - Solar Assisted WH (Residential) | Water heater - Solar Assisted WH | Residential | Plumbing | Services | Water heating | Solar Assisted WH | Water heater | [14 empty] | Faithful + Gould | $/Unit | 0 | 0 | 6033.67
NE1456 | Water Heating Systems | Water Heating | Water heater - Solar Assisted WH (Residential) | Water heater - Solar Assisted WH | Residential | Plumbing | Services | Water heating | Solar Assisted WH | Water heater | [14 empty] | Faithful + Gould | $/Unit | 0 | 0 | 5549.68
NE1457 | Water Heating Systems | Water Heating | Water heater - Solar Assisted WH (Residential) | Water heater - Solar Assisted WH | Residential | Plumbing | Services | Water heating | Solar Assisted WH | Water heater | [9 empty] | 3.2 |  |  |  |  | Faithful + Gould | $/Unit | 0 | 0 | 4872.79
NE1458 | Water Heating Systems | Water Heating | Water heater - Solar Assisted WH (Residential) | Water heater - Solar Assisted WH | Residential | Plumbing | Services | Water heating | Solar Assisted WH | Water heater | [9 empty] | 2.6 |  |  |  |  | Faithful + Gould | $/Unit | 0 | 0 | 4296.14
NE1459 | Water Heating Systems | Water Heating | Water heater - Solar Assisted WH (Residential) | Water heater - Solar Assisted WH | Residential | Plumbing | Services | Water heating | Solar Assisted WH | Water heater | [14 empty] | Faithful + Gould | $/Unit | 0 | 0 | 204.23
NE1546 | Water Heating Systems | Water Heating | Water heater - Solar Assisted WH (Residential) | Water heater - Solar Assisted WH | Residential | Plumbing | Services | Water heating | Solar Assisted WH | Water heater | [14 empty] | Faithful + Gould | $/Unit | 0 | 0 | 281.15
NE1267 | Water Heating Systems | Water Heating | Water heater - Storage WH (Commercial Retrofit) | Water heater - Storage WH | Commercial Retrofit | Plumbing | Services | Water heating | Storage WH | Water heater | [9 empty] | 0.82 |  |  |  |  | DEER | $/Unit | 0 | 162.15 | 4231.8
NE1268 | Water Heating Systems | Water Heating | Water heater - Storage WH (Commercial) | Water heater - Storage WH | Commercial | Plumbing | Services | Water heating | Storage WH | Water heater | [9 empty] | 0.82 |  |  |  |  | DEER | $/Unit | 0 | 162.15 | 4231.8
NE1269 | Water Heating Systems | Water Heating | Water heater - Storage WH (Commercial Retrofit) | Water heater - Storage WH | Commercial Retrofit | Plumbing | Services | Water heating | Storage WH | Water heater | [9 empty] | 0.62 |  |  |  |  | DEER | $/Unit | 0 | 162.15 | 523.13
NE1270 | Water Heating Systems | Water Heating | Water heater - Storage WH (Commercial) | Water heater - Storage WH | Commercial | Plumbing | Services | Water heating | Storage WH | Water heater | [9 empty] | 0.62 |  |  |  |  | DEER | $/Unit | 0 | 162.15 | 523.13
NE1271 | Water Heating Systems | Water Heating | Water heater - Storage WH (Residential Retrofit) | Water heater - Storage WH | Residential Retrofit | Plumbing | Services | Water heating | Storage WH | Water heater | [9 empty] | 0.94 |  |  |  |  | DEER | $/Unit | 0 | 162.15 | 301.89
NE1272 | Water Heating Systems | Water Heating | Water heater - Storage WH (Residential) | Water heater - Storage WH | Residential | Plumbing | Services | Water heating | Storage WH | Water heater | [9 empty] | 0.94 |  |  |  |  | DEER | $/Unit | 0 | 162.15 | 301.89
NE1273 | Water Heating Systems | Water Heating | Water heater - Storage WH (Residential Retrofit) | Water heater - Storage WH | Residential Retrofit | Plumbing | Services | Water heating | Storage WH | Water heater | [9 empty] | 0.93 |  |  |  |  | DEER | $/Unit | 0 | 162.15 | 360.98
NE1274 | Water Heating Systems | Water Heating | Water heater - Storage WH (Residential) | Water heater - Storage WH | Residential | Plumbing | Services | Water heating | Storage WH | Water heater | [9 empty] | 0.93 |  |  |  |  | DEER | $/Unit | 0 | 162.15 | 360.98
NE1275 | Water Heating Systems | Water Heating | Water heater - Storage WH (Residential Retrofit) | Water heater - Storage WH | Residential Retrofit | Plumbing | Services | Water heating | Storage WH | Water heater | [9 empty] | 0.62 |  |  |  |  | DEER | $/Unit | 0 | 162.15 | 321.88
NE1276 | Water Heating Systems | Water Heating | Water heater - Storage WH (Residential) | Water heater - Storage WH | Residential | Plumbing | Services | Water heating | Storage WH | Water heater | [9 empty] | 0.62 |  |  |  |  | DEER | $/Unit | 0 | 162.15 | 321.88
NE1277 | Water Heating Systems | Water Heating | Water heater - Storage WH (Residential Retrofit) | Water heater - Storage WH | Residential Retrofit | Plumbing | Services | Water heating | Storage WH | Water heater | [9 empty] | 0.626 |  |  |  |  | DEER | $/Unit | 0 | 162.15 | 461.78
NE1278 | Water Heating Systems | Water Heating | Water heater - Storage WH (Residential) | Water heater - Storage WH | Residential | Plumbing | Services | Water heating | Storage WH | Water heater | [9 empty] | 0.626 |  |  |  |  | DEER | $/Unit | 0 | 162.15 | 461.78
NE1279 | Water Heating Systems | Water Heating | Water heater - Storage WH (Residential Retrofit) | Water heater - Storage WH | Residential Retrofit | Plumbing | Services | Water heating | Storage WH | Water heater | [9 empty] | 0.628 |  |  |  |  | DEER | $/Unit | 0 | 162.15 | 591.47
NE1280 | Water Heating Systems | Water Heating | Water heater - Storage WH (Residential) | Water heater - Storage WH | Residential | Plumbing | Services | Water heating | Storage WH | Water heater | [9 empty] | 0.628 |  |  |  |  | DEER | $/Unit | 0 | 162.15 | 591.47
NE1476 | Combined Systems | Water Heating, Space Cooling | Desuperheaters - Aquefier Heat Recovery Unit (Residential) | Desuperheaters - Aquefier Heat Recovery Unit | Residential | HVAC | Services | Water Heating | Desuperheater | Desuperheaters | [14 empty] | Faithful + Gould | $/Unit | 0 | 0 | 262.58
NE1478 | Combined Systems | Water Heating, Space Cooling | Desuperheaters - Enviro-Pak (Residential) | Desuperheaters - Enviro-Pak | Residential | HVAC | Services | Water Heating | Desuperheater | Desuperheaters | [14 empty] | Faithful + Gould | $/Unit | 0 | 0 | 468.81
NE1479 | Combined Systems | Water Heating, Space Cooling | Desuperheaters - Enviro-Pak (Residential) | Desuperheaters - Enviro-Pak | Residential | HVAC | Services | Water Heating | Desuperheater | Desuperheaters | [14 empty] | Faithful + Gould | $/Unit | 0 | 0 | 497.63
NE1480 | Combined Systems | Water Heating, Space Cooling | Desuperheaters - Freon Desuperheater (Commercial) | Desuperheaters - Freon Desuperheater | Commercial | HVAC | Services | Water Heating | Desuperheater | Desuperheaters | [14 empty] | Faithful + Gould | $/Unit | 0 | 0 | 2677.22
NE1481 | Combined Systems | Water Heating, Space Cooling | Desuperheaters - Freon Desuperheater (Commercial) | Desuperheaters - Freon Desuperheater | Commercial | HVAC | Services | Water Heating | Desuperheater | Desuperheaters | [14 empty] | Faithful + Gould | $/Unit | 0 | 0 | 18048.51
NE1482 | Combined Systems | Water Heating, Space Cooling | Desuperheaters - Freon Desuperheater (Commercial) | Desuperheaters - Freon Desuperheater | Commercial | HVAC | Services | Water Heating | Desuperheater | Desuperheaters | [14 empty] | Faithful + Gould | $/Unit | 0 | 0 | 20999.99
NE1483 | Combined Systems | Water Heating, Space Cooling | Desuperheaters - Freon Desuperheater (Commercial) | Desuperheaters - Freon Desuperheater | Commercial | HVAC | Services | Water Heating | Desuperheater | Desuperheaters | [14 empty] | Faithful + Gould | $/Unit | 0 | 0 | 24055.34
NE1484 | Combined Systems | Water Heating, Space Cooling | Desuperheaters - Freon Desuperheater (Commercial) | Desuperheaters - Freon Desuperheater | Commercial | HVAC | Services | Water Heating | Desuperheater | Desuperheaters | [14 empty] | Faithful + Gould | $/Unit | 0 | 0 | 4527.01
NE1485 | Combined Systems | Water Heating, Space Cooling | Desuperheaters - Freon Desuperheater (Commercial) | Desuperheaters - Freon Desuperheater | Commercial | HVAC | Services | Water Heating | Desuperheater | Desuperheaters | [14 empty] | Faithful + Gould | $/Unit | 0 | 0 | 27536.66
NE1486 | Combined Systems | Water Heating, Space Cooling | Desuperheaters - Freon Desuperheater (Commercial) | Desuperheaters - Freon Desuperheater | Commercial | HVAC | Services | Water Heating | Desuperheater | Desuperheaters | [14 empty] | Faithful + Gould | $/Unit | 0 | 0 | 30509.15
NE1487 | Combined Systems | Water Heating, Space Cooling | Desuperheaters - Freon Desuperheater (Commercial) | Desuperheaters - Freon Desuperheater | Commercial | HVAC | Services | Water Heating | Desuperheater | Desuperheaters | [14 empty] | Faithful + Gould | $/Unit | 0 | 0 | 4837.44
NE1488 | Combined Systems | Water Heating, Space Cooling | Desuperheaters - Freon Desuperheater (Commercial) | Desuperheaters - Freon Desuperheater | Commercial | HVAC | Services | Water Heating | Desuperheater | Desuperheaters | [14 empty] | Faithful + Gould | $/Unit | 0 | 0 | 33422.13
NE1489 | Combined Systems | Water Heating, Space Cooling | Desuperheaters - Freon Desuperheater (Commercial) | Desuperheaters - Freon Desuperheater | Commercial | HVAC | Services | Water Heating | Desuperheater | Desuperheaters | [14 empty] | Faithful + Gould | $/Unit | 0 | 0 | 5929.81
NE1490 | Combined Systems | Water Heating, Space Cooling | Desuperheaters - Freon Desuperheater (Commercial) | Desuperheaters - Freon Desuperheater | Commercial | HVAC | Services | Water Heating | Desuperheater | Desuperheaters | [14 empty] | Faithful + Gould | $/Unit | 0 | 0 | 6346.45
NE1491 | Combined Systems | Water Heating, Space Cooling | Desuperheaters - Freon Desuperheater (Commercial) | Desuperheaters - Freon Desuperheater | Commercial | HVAC | Services | Water Heating | Desuperheater | Desuperheaters | [14 empty] | Faithful + Gould | $/Unit | 0 | 0 | 8076.02
NE1492 | Combined Systems | Water Heating, Space Cooling | Desuperheaters - Freon Desuperheater (Commercial) | Desuperheaters - Freon Desuperheater | Commercial | HVAC | Services | Water Heating | Desuperheater | Desuperheaters | [14 empty] | Faithful + Gould | $/Unit | 0 | 0 | 2372.62
NE1493 | Combined Systems | Water Heating, Space Cooling | Desuperheaters - Freon Desuperheater (Commercial) | Desuperheaters - Freon Desuperheater | Commercial | HVAC | Services | Water Heating | Desuperheater | Desuperheaters | [14 empty] | Faithful + Gould | $/Unit | 0 | 0 | 9684.22
NE1494 | Combined Systems | Water Heating, Space Cooling | Desuperheaters - Freon Desuperheater (Commercial) | Desuperheaters - Freon Desuperheater | Commercial | HVAC | Services | Water Heating | Desuperheater | Desuperheaters | [14 empty] | Faithful + Gould | $/Unit | 0 | 0 | 11231.74
NE1495 | Combined Systems | Water Heating, Space Cooling | Desuperheaters - Freon Desuperheater (Commercial) | Desuperheaters - Freon Desuperheater | Commercial | HVAC | Services | Water Heating | Desuperheater | Desuperheaters | [14 empty] | Faithful + Gould | $/Unit | 0 | 0 | 2554.69
NE1496 | Combined Systems | Water Heating, Space Cooling | Desuperheaters - Freon Desuperheater (Commercial) | Desuperheaters - Freon Desuperheater | Commercial | HVAC | Services | Water Heating | Desuperheater | Desuperheaters | [14 empty] | Faithful + Gould | $/Unit | 0 | 0 | 13354.61
NE1497 | Combined Systems | Water Heating, Space Cooling | Desuperheaters - Freon Desuperheater (Commercial) | Desuperheaters - Freon Desuperheater | Commercial | HVAC | Services | Water Heating | Desuperheater | Desuperheaters | [14 empty] | Faithful + Gould | $/Unit | 0 | 0 | 14765.58
NE1498 | Combined Systems | Water Heating, Space Cooling | Desuperheaters - Freon Desuperheater (Commercial) | Desuperheaters - Freon Desuperheater | Commercial | HVAC | Services | Water Heating | Desuperheater | Desuperheaters | [14 empty] | Faithful + Gould | $/Unit | 0 | 0 | 16380.79
NE1477 | Combined Systems | Water Heating, Space Cooling | Desuperheaters - Waste Heat Water Heater (Residential) | Desuperheaters - Waste Heat Water Heater | Residential | HVAC | Services | Water Heating | Desuperheater | Desuperheaters | [14 empty] | Faithful + Gould | $/Unit | 0 | 0 | 262.58
NE1430 | Combined Systems | Water heating, Space Heating | Boiler - Instantaneous WH (Residential) | Boiler - Instantaneous WH | Residential | Plumbing | Services | Water heating | Instantaneous WH - Radiant space heating | Boiler |  |  | 199900 |  | 83 | [9 empty] | Faithful + Gould | $/Unit | 0 | 0 | 3157.03
NE1499 | Combined Systems | Water Heating, Space Heating | Combined space & water heater - Combined Hydronic Appliance (Residential) | Combined space & water heater - Combined Hydronic Appliance | Residential | HVAC | Services | Water heating | Combined Hydronic Appliance | Combined space & water heater |  |  | 35,000-130,000 | [6 empty] | 0.95 |  |  |  |  | Faithful + Gould | $/Unit | 0 | 0 | 5158.39
NE1400 | Water Heating Systems | Water Heating | Water heater - Instantaneous WH (Residential) | Water heater - Instantaneous WH (Faithful + Gould) | Residential | Plumbing | Services | Water heating | Instantaneous WH (Faithful + Gould) | Water heater |  |  | 180000 | [6 empty] | 0.82 |  |  |  |  | Faithful + Gould | $/Unit | 0 | 0 | 1165.89
NE1401 | Water Heating Systems | Water Heating | Water heater - Instantaneous WH (Residential) | Water heater - Instantaneous WH (Faithful + Gould) | Residential | Plumbing | Services | Water heating | Instantaneous WH (Faithful + Gould) | Water heater |  |  | 180000 | [6 empty] | 0.82 |  |  |  |  | Faithful + Gould | $/Unit | 0 | 0 | 1165.89
NE1402 | Water Heating Systems | Water Heating | Water heater - Instantaneous WH (Residential) | Water heater - Instantaneous WH (Faithful + Gould) | Residential | Plumbing | Services | Water heating | Instantaneous WH (Faithful + Gould) | Water heater |  |  | 180000 | [6 empty] | 0.82 |  |  |  |  | Faithful + Gould | $/Unit | 0 | 0 | 1165.89
NE1403 | Water Heating Systems | Water Heating | Water heater - Instantaneous WH (Residential) | Water heater - Instantaneous WH (Faithful + Gould) | Residential | Plumbing | Services | Water heating | Instantaneous WH (Faithful + Gould) | Water heater |  |  | 180000 | [6 empty] | 0.82 |  |  |  |  | Faithful + Gould | $/Unit | 0 | 0 | 1165.89
NE1404 | Water Heating Systems | Water Heating | Water heater - Instantaneous WH (Residential) | Water heater - Instantaneous WH (Faithful + Gould) | Residential | Plumbing | Services | Water heating | Instantaneous WH (Faithful + Gould) | Water heater |  |  | 199900 | [6 empty] | 0.82 |  |  |  |  | Faithful + Gould | $/Unit | 0 | 0 | 1399.3
NE1405 | Water Heating Systems | Water Heating | Water heater - Instantaneous WH (Residential) | Water heater - Instantaneous WH (Faithful + Gould) | Residential | Plumbing | Services | Water heating | Instantaneous WH (Faithful + Gould) | Water heater |  |  | 199900 | [6 empty] | 0.82 |  |  |  |  | Faithful + Gould | $/Unit | 0 | 0 | 1399.3
NE1406 | Water Heating Systems | Water Heating | Water heater - Instantaneous WH (Residential) | Water heater - Instantaneous WH (Faithful + Gould) | Residential | Plumbing | Services | Water heating | Instantaneous WH (Faithful + Gould) | Water heater |  |  | 199900 | [6 empty] | 0.82 |  |  |  |  | Faithful + Gould | $/Unit | 0 | 0 | 1399.3
NE1407 | Water Heating Systems | Water Heating | Water heater - Instantaneous WH (Residential) | Water heater - Instantaneous WH (Faithful + Gould) | Residential | Plumbing | Services | Water heating | Instantaneous WH (Faithful + Gould) | Water heater |  |  | 199900 | [6 empty] | 0.82 |  |  |  |  | Faithful + Gould | $/Unit | 0 | 0 | 1399.3
NE1408 | Water Heating Systems | Water Heating | Water heater - Instantaneous WH (Residential) | Water heater - Instantaneous WH (Faithful + Gould) | Residential | Plumbing | Services | Water heating | Instantaneous WH (Faithful + Gould) | Water heater | [14 empty] | Faithful + Gould | $/Unit | 0 | 0 | 267.26
NE1409 | Water Heating Systems | Water Heating | Water heater - Instantaneous WH (Residential) | Water heater - Instantaneous WH (Faithful + Gould) | Residential | Plumbing | Services | Water heating | Instantaneous WH (Faithful + Gould) | Water heater | [14 empty] | Faithful + Gould | $/Unit | 0 | 0 | 238.08
NE1410 | Water Heating Systems | Water Heating | Water heater - Instantaneous WH (Residential) | Water heater - Instantaneous WH (Faithful + Gould) | Residential | Plumbing | Services | Water heating | Instantaneous WH (Faithful + Gould) | Water heater |  |  | 199900 | [6 empty] | 0.94 |  |  |  |  | Faithful + Gould | $/Unit | 0 | 0 | 1665.39
NE1411 | Water Heating Systems | Water Heating | Water heater - Instantaneous WH (Residential) | Water heater - Instantaneous WH (Faithful + Gould) | Residential | Plumbing | Services | Water heating | Instantaneous WH (Faithful + Gould) | Water heater |  |  | 199900 | [6 empty] | 0.94 |  |  |  |  | Faithful + Gould | $/Unit | 0 | 0 | 1665.39
NE1412 | Water Heating Systems | Water Heating | Water heater - Instantaneous WH (Residential) | Water heater - Instantaneous WH (Faithful + Gould) | Residential | Plumbing | Services | Water heating | Instantaneous WH (Faithful + Gould) | Water heater |  |  | 199900 | [6 empty] | 0.94 |  |  |  |  | Faithful + Gould | $/Unit | 0 | 0 | 1665.39
NE1413 | Water Heating Systems | Water Heating | Water heater - Instantaneous WH (Residential) | Water heater - Instantaneous WH (Faithful + Gould) | Residential | Plumbing | Services | Water heating | Instantaneous WH (Faithful + Gould) | Water heater | [14 empty] | Faithful + Gould | $/Unit | 0 | 0 | 524.01
NE1414 | Water Heating Systems | Water Heating | Water heater - Instantaneous WH (Residential) | Water heater - Instantaneous WH (Faithful + Gould) | Residential | Plumbing | Services | Water heating | Instantaneous WH (Faithful + Gould) | Water heater | [9 empty] | 0.82 |  |  |  |  | Faithful + Gould | $/Unit | 0 | 0 | 757.42
NE1415 | Water Heating Systems | Water Heating | Water heater - Instantaneous WH (Residential) | Water heater - Instantaneous WH (Faithful + Gould) | Residential | Plumbing | Services | Water heating | Instantaneous WH (Faithful + Gould) | Water heater | [14 empty] | Faithful + Gould | $/Unit | 0 | 0 | 266.09
NE1416 | Water Heating Systems | Water Heating | Water heater - Instantaneous WH (Residential) | Water heater - Instantaneous WH (Faithful + Gould) | Residential | Plumbing | Services | Water heating | Instantaneous WH (Faithful + Gould) | Water heater | [14 empty] | Faithful + Gould | $/Unit | 0 | 0 | 581.2
NE1417 | Water Heating Systems | Water Heating | Water heater - Instantaneous WH (Residential) | Water heater - Instantaneous WH (Faithful + Gould) | Residential | Plumbing | Services | Water heating | Instantaneous WH (Faithful + Gould) | Water heater | [14 empty] | Faithful + Gould | $/Unit | 0 | 0 | 756.25
NE1418 | Water Heating Systems | Water Heating | Water heater - Instantaneous WH (Residential) | Water heater - Instantaneous WH (Faithful + Gould) | Residential | Plumbing | Services | Water heating | Instantaneous WH (Faithful + Gould) | Water heater | [14 empty] | Faithful + Gould | $/Unit | 0 | 0 | 266.09
NE1419 | Water Heating Systems | Water Heating | Water heater - Instantaneous WH (Residential) | Water heater - Instantaneous WH (Faithful + Gould) | Residential | Plumbing | Services | Water heating | Instantaneous WH (Faithful + Gould) | Water heater | [14 empty] | Faithful + Gould | $/Unit | 0 | 0 | 266.09
NE1420 | Water Heating Systems | Water Heating | Water heater - Instantaneous WH (Residential) | Water heater - Instantaneous WH (Faithful + Gould) | Residential | Plumbing | Services | Water heating | Instantaneous WH (Faithful + Gould) | Water heater |  |  | 199900 | [6 empty] | 0.82 |  |  |  |  | Faithful + Gould | $/Unit | 0 | 0 | 1399.3
NE1421 | Water Heating Systems | Water Heating | Water heater - Instantaneous WH (Residential) | Water heater - Instantaneous WH (Faithful + Gould) | Residential | Plumbing | Services | Water heating | Instantaneous WH (Faithful + Gould) | Water heater | [14 empty] | Faithful + Gould | $/Unit | 0 | 0 | 266.09
NE1422 | Water Heating Systems | Water Heating | Water heater - Instantaneous WH (Residential) | Water heater - Instantaneous WH (Faithful + Gould) | Residential | Plumbing | Services | Water heating | Instantaneous WH (Faithful + Gould) | Water heater | [9 empty] | 0.82 |  |  |  |  | Faithful + Gould | $/Unit | 0 | 0 | 757.42
NE1423 | Water Heating Systems | Water Heating | Water heater - Instantaneous WH (Residential) | Water heater - Instantaneous WH (Faithful + Gould) | Residential | Plumbing | Services | Water heating | Instantaneous WH (Faithful + Gould) | Water heater | [9 empty] | 0.82 |  |  |  |  | Faithful + Gould | $/Unit | 0 | 0 | 874.12
NE1424 | Water Heating Systems | Water Heating | Water heater - Instantaneous WH (Residential) | Water heater - Instantaneous WH (Faithful + Gould) | Residential | Plumbing | Services | Water heating | Instantaneous WH (Faithful + Gould) | Water heater |  |  | 199900 | [6 empty] | 0.82 |  |  |  |  | Faithful + Gould | $/Unit | 0 | 0 | 874.12
NE1425 | Water Heating Systems | Water Heating | Water heater - Instantaneous WH (Residential) | Water heater - Instantaneous WH (Faithful + Gould) | Residential | Plumbing | Services | Water heating | Instantaneous WH (Faithful + Gould) | Water heater |  |  | 199900 | [6 empty] | 0.82 |  |  |  |  | Faithful + Gould | $/Unit | 0 | 0 | 1224.24
NE1426 | Water Heating Systems | Water Heating | Water heater - Instantaneous WH (Residential) | Water heater - Instantaneous WH (Faithful + Gould) | Residential | Plumbing | Services | Water heating | Instantaneous WH (Faithful + Gould) | Water heater |  |  | 141000 | [6 empty] | 0.82 |  |  |  |  | Faithful + Gould | $/Unit | 0 | 0 | 1006
NE1427 | Water Heating Systems | Water Heating | Water heater - Instantaneous WH (Residential) | Water heater - Instantaneous WH (Faithful + Gould) | Residential | Plumbing | Services | Water heating | Instantaneous WH (Faithful + Gould) | Water heater |  |  | 141000 | [6 empty] | 0.82 |  |  |  |  | Faithful + Gould | $/Unit | 0 | 0 | 1006
NE1428 | Water Heating Systems | Water Heating | Water heater - Instantaneous WH (Residential) | Water heater - Instantaneous WH (Faithful + Gould) | Residential | Plumbing | Services | Water heating | Instantaneous WH (Faithful + Gould) | Water heater |  |  | 141000 | [6 empty] | 0.82 |  |  |  |  | Faithful + Gould | $/Unit | 0 | 0 | 986.16
NE1429 | Water Heating Systems | Water Heating | Water heater - Instantaneous WH (Residential) | Water heater - Instantaneous WH (Faithful + Gould) | Residential | Plumbing | Services | Water heating | Instantaneous WH (Faithful + Gould) | Water heater | [14 empty] | Faithful + Gould | $/Unit | 0 | 0 | 247.41
NE1431 | Water Heating Systems | Water Heating | Water heater - Instantaneous WH (Residential) | Water heater - Instantaneous WH (Faithful + Gould) | Residential | Plumbing | Services | Water heating | Instantaneous WH (Faithful + Gould) | Water heater |  |  | 180000 |  | 83 | [9 empty] | Faithful + Gould | $/Unit | 0 | 0 | 1145.22
NE1432 | Water Heating Systems | Water Heating | Water heater - Instantaneous WH (Residential) | Water heater - Instantaneous WH (Faithful + Gould) | Residential | Plumbing | Services | Water heating | Instantaneous WH (Faithful + Gould) | Water heater |  |  | 199900 |  | 84 | [9 empty] | Faithful + Gould | $/Unit | 0 | 0 | 1462.85
NE1433 | Water Heating Systems | Water Heating | Water heater - Instantaneous WH (Residential) | Water heater - Instantaneous WH (Faithful + Gould) | Residential | Plumbing | Services | Water heating | Instantaneous WH (Faithful + Gould) | Water heater |  |  | 250000 |  | 84 | [9 empty] | Faithful + Gould | $/Unit | 0 | 0 | 3157.03
NE1434 | Water Heating Systems | Water Heating | Water heater - Instantaneous WH (Residential) | Water heater - Instantaneous WH (Faithful + Gould) | Residential | Plumbing | Services | Water heating | Instantaneous WH (Faithful + Gould) | Water heater |  |  | 250000 |  | 84 | [9 empty] | Faithful + Gould | $/Unit | 0 | 0 | 2170.35
NE1435 | Water Heating Systems | Water Heating | Water heater - Instantaneous WH (Residential) | Water heater - Instantaneous WH (Faithful + Gould) | Residential | Plumbing | Services | Water heating | Instantaneous WH (Faithful + Gould) | Water heater |  |  | 380000 |  | 80 | [9 empty] | Faithful + Gould | $/Unit | 0 | 0 | 4920.94
NE1335 | Water Heating Systems | Water Heating | Water heater - Liquid Propane Water heater (Residential) | Water heater - Liquid Propane Water heater | Residential | Plumbing | Services | Water heating | Water heater - Liquid Propane Water heater | Water heater | [9 empty] | 0.58 |  |  |  |  | Faithful + Gould | $/Unit | 0 | 0 | 627.88
NE1436 | Water Heating Systems | Water Heating | Water heater - Solar Assisted WH (Residential) | Water heater - Solar Assisted WH | Residential | Plumbing | Services | Water heating | Solar Assisted WH | Water heater | [14 empty] | Faithful + Gould | $/Unit | 0 | 0 | 641.88
NE1437 | Water Heating Systems | Water Heating | Water heater - Solar Assisted WH (Residential) | Water heater - Solar Assisted WH | Residential | Plumbing | Services | Water heating | Solar Assisted WH | Water heater | [14 empty] | Faithful + Gould | $/Unit | 0 | 0 | 986.16
NE1438 | Water Heating Systems | Water Heating | Water heater - Solar Assisted WH (Residential) | Water heater - Solar Assisted WH | Residential | Plumbing | Services | Water heating | Solar Assisted WH | Water heater | [14 empty] | Faithful + Gould | $/Unit | 0 | 0 | 1452.93
NE1439 | Water Heating Systems | Water Heating | Water heater - Solar Assisted WH (Residential) | Water heater - Solar Assisted WH | Residential | Plumbing | Services | Water heating | Solar Assisted WH | Water heater | [14 empty] | Faithful + Gould | $/Unit | 0 | 0 | 1155.33
NE1440 | Water Heating Systems | Water Heating | Water heater - Solar Assisted WH (Residential) | Water heater - Solar Assisted WH | Residential | Plumbing | Services | Water heating | Solar Assisted WH | Water heater | [10 empty] | 2.5 |  |  |  | Faithful + Gould | $/Unit | 0 | 0 | 1867.23
NE1441 | Water Heating Systems | Water Heating | Water heater - Solar Assisted WH (Residential) | Water heater - Solar Assisted WH | Residential | Plumbing | Services | Water heating | Solar Assisted WH | Water heater | [10 empty] | 2.5 |  |  |  | Faithful + Gould | $/Unit | 0 | 0 | 1307.05
NE1442 | Water Heating Systems | Water Heating | Water heater - Solar Assisted WH (Residential) | Water heater - Solar Assisted WH | Residential | Plumbing | Services | Water heating | Solar Assisted WH | Water heater | [14 empty] | Faithful + Gould | $/Unit | 0 | 0 | 1394.64
NE1443 | Water Heating Systems | Water Heating | Water heater - Solar Assisted WH (Residential) | Water heater - Solar Assisted WH | Residential | Plumbing | Services | Water heating | Solar Assisted WH | Water heater | [14 empty] | Faithful + Gould | $/Unit | 0 | 0 | 1047.14
NE1444 | Water Heating Systems | Water Heating | Water heater - Solar Assisted WH (Residential) | Water heater - Solar Assisted WH | Residential | Plumbing | Services | Water heating | Solar Assisted WH | Water heater | [14 empty] | Faithful + Gould | $/Unit | 0 | 0 | 151.72
NE1445 | Water Heating Systems | Water Heating | Water heater - Solar Assisted WH (Residential) | Water heater - Solar Assisted WH | Residential | Plumbing | Services | Water heating | Solar Assisted WH | Water heater | [14 empty] | Faithful + Gould | $/Unit | 0 | 0 | 1517.17
NE1446 | Water Heating Systems | Water Heating | Water heater - Solar Assisted WH (Residential) | Water heater - Solar Assisted WH | Residential | Plumbing | Services | Water heating | Solar Assisted WH | Water heater | [14 empty] | Faithful + Gould | $/Unit | 0 | 0 | 4316.94
NE1447 | Water Heating Systems | Water Heating | Water heater - Solar Assisted WH (Residential) | Water heater - Solar Assisted WH | Residential | Plumbing | Services | Water heating | Solar Assisted WH | Water heater | [14 empty] | Faithful + Gould | $/Unit | 0 | 0 | 5297.27
NE1448 | Water Heating Systems | Water Heating | Water heater - Solar Assisted WH (Residential) | Water heater - Solar Assisted WH | Residential | Plumbing | Services | Water heating | Solar Assisted WH | Water heater | [14 empty] | Faithful + Gould | $/Unit | 0 | 0 | 3301.6
NE1449 | Water Heating Systems | Water Heating | Water heater - Solar Assisted WH (Residential) | Water heater - Solar Assisted WH | Residential | Plumbing | Services | Water heating | Solar Assisted WH | Water heater | [14 empty] | Faithful + Gould | $/Unit | 0 | 0 | 2800.93
NE1330 | Water Heating Systems | Water Heating | Water heater - Double Element water heater (Residential) | Water heater - Double Element water heater | Residential | Plumbing | Services | Water heating | Water Heater | Water heater | [9 empty] | 0.92 |  |  |  |  | Faithful + Gould | $/Unit | 0 | 0 | 347.78
NE1331 | Water Heating Systems | Water Heating | Water heater - Double Element water heater (Residential) | Water heater - Double Element water heater | Residential | Plumbing | Services | Water heating | Water Heater | Water heater | [9 empty] | 0.92 |  |  |  |  | Faithful + Gould | $/Unit | 0 | 0 | 463.32
NE1332 | Water Heating Systems | Water Heating | Water heater - Double Element water heater (Residential) | Water heater - Double Element water heater | Residential | Plumbing | Services | Water heating | Water Heater | Water heater | [9 empty] | 0.92 |  |  |  |  | Faithful + Gould | $/Unit | 0 | 0 | 255.59
NE1333 | Water Heating Systems | Water Heating | Water heater - Double Element water heater (Residential) | Water heater - Double Element water heater | Residential | Plumbing | Services | Water heating | Water Heater | Water heater | [9 empty] | 0.92 |  |  |  |  | Faithful + Gould | $/Unit | 0 | 0 | 348.95
NE1336 | Water Heating Systems | Water Heating | Water heater - Double Element water heater (Residential) | Water heater - Double Element water heater | Residential | Plumbing | Services | Water heating | Water Heater | Water heater | [9 empty] | 0.9 |  |  |  |  | Faithful + Gould | $/Unit | 0 | 0 | 500.67
NE1337 | Water Heating Systems | Water Heating | Water heater - Double Element water heater (Residential) | Water heater - Double Element water heater | Residential | Plumbing | Services | Water heating | Water Heater | Water heater | [9 empty] | 0.9 |  |  |  |  | Faithful + Gould | $/Unit | 0 | 0 | 325.61
NE1338 | Water Heating Systems | Water Heating | Water heater - Double Element water heater (Residential) | Water heater - Double Element water heater | Residential | Plumbing | Services | Water heating | Water Heater | Water heater | [9 empty] | 0.9 |  |  |  |  | Faithful + Gould | $/Unit | 0 | 0 | 383.96
NE1339 | Water Heating Systems | Water Heating | Water heater - Double Element water heater (Residential) | Water heater - Double Element water heater | Residential | Plumbing | Services | Water heating | Water Heater | Water heater | [9 empty] | 0.95 |  |  |  |  | Faithful + Gould | $/Unit | 0 | 0 | 604.53
NE1341 | Water Heating Systems | Water Heating | Water heater - Double Element water heater (Residential) | Water heater - Double Element water heater | Residential | Plumbing | Services | Water heating | Water Heater | Water heater | [9 empty] | 0.89 |  |  |  |  | Faithful + Gould | $/Unit | 0 | 0 | 626.71
NE1342 | Water Heating Systems | Water Heating | Water heater - Double Element water heater (Residential) | Water heater - Double Element water heater | Residential | Plumbing | Services | Water heating | Water Heater | Water heater | [9 empty] | 0.92 |  |  |  |  | Faithful + Gould | $/Unit | 0 | 0 | 862.45
NE1343 | Water Heating Systems | Water Heating | Water heater - Double Element water heater (Residential) | Water heater - Double Element water heater | Residential | Plumbing | Services | Water heating | Water Heater | Water heater | [9 empty] | 0.86 |  |  |  |  | Faithful + Gould | $/Unit | 0 | 0 | 627.88
NE1344 | Water Heating Systems | Water Heating | Water heater - Gas Water heater (Residential) | Water heater - Gas Water heater | Residential | Plumbing | Services | Water heating | Water Heater | Water heater | [9 empty] | 0.59 |  |  |  |  | Faithful + Gould | $/Unit | 0 | 0 | 487.83
NE1345 | Water Heating Systems | Water Heating | Water heater - Gas Water heater (Residential) | Water heater - Gas Water heater | Residential | Plumbing | Services | Water heating | Water Heater | Water heater | [9 empty] | 0.62 |  |  |  |  | Faithful + Gould | $/Unit | 0 | 0 | 627.88
NE1346 | Water Heating Systems | Water Heating | Water heater - Gas Water heater (Residential) | Water heater - Gas Water heater | Residential | Plumbing | Services | Water heating | Water Heater | Water heater | [9 empty] | 0.59 |  |  |  |  | Faithful + Gould | $/Unit | 0 | 0 | 453.99
NE1347 | Water Heating Systems | Water Heating | Water heater - Gas Water heater (Residential) | Water heater - Gas Water heater | Residential | Plumbing | Services | Water heating | Water Heater | Water heater | [9 empty] | 0.59 |  |  |  |  | Faithful + Gould | $/Unit | 0 | 0 | 465.66
NE1348 | Water Heating Systems | Water Heating | Water heater - Gas Water heater (Residential) | Water heater - Gas Water heater | Residential | Plumbing | Services | Water heating | Water Heater | Water heater | [9 empty] | 0.62 |  |  |  |  | Faithful + Gould | $/Unit | 0 | 0 | 662.88
NE1349 | Water Heating Systems | Water Heating | Water heater - Gas Water heater (Residential) | Water heater - Gas Water heater | Residential | Plumbing | Services | Water heating | Water Heater | Water heater | [9 empty] | 0.58 |  |  |  |  | Faithful + Gould | $/Unit | 0 | 0 | 453.99
NE1350 | Water Heating Systems | Water Heating | Water heater - Gas Water heater (Residential) | Water heater - Gas Water heater | Residential | Plumbing | Services | Water heating | Water Heater | Water heater | [9 empty] | 0.58 |  |  |  |  | Faithful + Gould | $/Unit | 0 | 0 | 511.17
NE1370 | Water Heating Systems | Water Heating | Heat pump water heater - Heat pump WH (Residential) | Heat pump water heater - Heat pump WH | Residential | HVAC | Services | Water heating | Heat pump WH | Heat pump water heater | [9 empty] | 2.5 |  |  |  |  | Faithful + Gould | $/Unit | 0 | 0 | 3061.12
NE1371 | Water Heating Systems | Water Heating | Heat pump water heater - Heat pump WH (Residential) | Heat pump water heater - Heat pump WH | Residential | HVAC | Services | Water heating | Heat pump WH | Heat pump water heater | [9 empty] | 2.4 |  |  |  |  | Faithful + Gould | $/Unit | 0 | 0 | 1929.17
NE1372 | Water Heating Systems | Water Heating | Heat pump water heater - Heat pump WH (Residential) | Heat pump water heater - Heat pump WH | Residential | HVAC | Services | Water heating | Heat pump WH | Heat pump water heater | [9 empty] | 2.3 |  |  |  |  | Faithful + Gould | $/Unit | 0 | 0 | 2375.63
NE1373 | Water Heating Systems | Water Heating | Heat pump water heater - Heat pump WH (Residential) | Heat pump water heater - Heat pump WH | Residential | HVAC | Services | Water heating | Heat pump WH | Heat pump water heater | [14 empty] | Faithful + Gould | $/Unit | 0 | 0 | 1888.88
NE1374 | Water Heating Systems | Water Heating | Heat pump water heater - Heat pump WH (Residential) | Heat pump water heater - Heat pump WH | Residential | HVAC | Services | Water heating | Heat pump WH | Heat pump water heater | [14 empty] | Faithful + Gould | $/Unit | 0 | 0 | 1631.54
NE1375 | Water Heating Systems | Water Heating | Heat pump water heater - Heat pump WH (Residential) | Heat pump water heater - Heat pump WH | Residential | HVAC | Services | Water heating | Heat pump WH | Heat pump water heater | [9 empty] | 2 |  |  |  |  | Faithful + Gould | $/Unit | 0 | 0 | 1923.89
NE1376 | Water Heating Systems | Water Heating | Heat pump water heater - Heat pump WH (Residential) | Heat pump water heater - Heat pump WH | Residential | HVAC | Services | Water heating | Heat pump WH | Heat pump water heater | [9 empty] | 2 |  |  |  |  | Faithful + Gould | $/Unit | 0 | 0 | 1679.39
NE1340 | Water Heating Systems | Water Heating | Water heater - High Efficiency (Residential) | Water heater - High Efficiency | Residential | Plumbing | Services | Water heating | High Efficiency | Water heater | [9 empty] | 0.95 |  |  |  |  | Faithful + Gould | $/Unit | 0 | 0 | 415.47
NE1385 | Water Heating Systems | Water Heating | Heat pump water heater - Hybrid Heat Pump Heater (Residential) | Heat pump water heater - Hybrid Heat Pump Heater | Residential | Plumbing | Services | Water heating | Hybrid Heat Pump Heater | Heat pump water heater | [9 empty] | 2 |  |  |  |  | Faithful + Gould | $/Unit | 0 | 0 | 1631.54
NE1386 | Water Heating Systems | Water Heating | Heat pump water heater - Hybrid Heat Pump Heater (Residential) | Heat pump water heater - Hybrid Heat Pump Heater | Residential | Plumbing | Services | Water heating | Hybrid Heat Pump Heater | Heat pump water heater | [9 empty] | 2 |  |  |  |  | Faithful + Gould | $/Unit | 0 | 0 | 1514.84
NE1388 | Water Heating Systems | Water Heating | Heat pump water heater - Hybrid Heat Pump Heater (Residential) | Heat pump water heater - Hybrid Heat Pump Heater | Residential | Plumbing | Services | Water heating | Hybrid Heat Pump Heater | Heat pump water heater | [9 empty] | 2.4 |  |  |  |  | Faithful + Gould | $/Unit | 0 | 0 | 1749.41
NE1389 | Water Heating Systems | Water Heating | Heat pump water heater - Hybrid Heat Pump Heater (Residential) | Heat pump water heater - Hybrid Heat Pump Heater | Residential | Plumbing | Services | Water heating | Hybrid Heat Pump Heater | Heat pump water heater | [9 empty] | 2.3 |  |  |  |  | Faithful + Gould | $/Unit | 0 | 0 | 2332.94
NE1390 | Water Heating Systems | Water Heating | Heat pump water heater - Hybrid Heat Pump Heater (Residential) | Heat pump water heater - Hybrid Heat Pump Heater | Residential | Plumbing | Services | Water heating | Hybrid Heat Pump Heater | Heat pump water heater | [9 empty] | 2.4 |  |  |  |  | Faithful + Gould | $/Unit | 0 | 0 | 1702.73
NE1391 | Water Heating Systems | Water Heating | Heat pump water heater - Hybrid Heat Pump Heater (Residential) | Heat pump water heater - Hybrid Heat Pump Heater | Residential | Plumbing | Services | Water heating | Hybrid Heat Pump Heater | Heat pump water heater | [9 empty] | 2.3 |  |  |  |  | Faithful + Gould | $/Unit | 0 | 0 | 2496.33
NE1387 | Water Heating Systems | Water Heating | Heat pump water heater - Hybrid Heat Pump Water Heater (Residential) | Heat pump water heater - Hybrid Heat Pump Water Heater | Residential | Plumbing | Services | Water heating | Hybrid Heat Pump Water Heater | Heat pump water heater | [9 empty] | 2.35 |  |  |  |  | Faithful + Gould | $/Unit | 0 | 0 | 1632.71
NE1328 | Water Heating Systems | Water Heating | Water heater - Instantaneous WH (Residential) | Water heater - Instantaneous WH (Faithful + Gould) | Residential | Plumbing | Services | Water heating | Instantaneous WH (Faithful + Gould) | Water heater | [14 empty] | Faithful + Gould | $/Unit | 0 | 0 | 325.61
NE1281 | Water Heating Systems | Water Heating | Water heater - Instantaneous WH (Commercial Retrofit) | Water heater - Instantaneous WH (DEER) | Commercial Retrofit | Plumbing | Services | Water heating | Instantaneous WH (DEER) | Water heater | [9 empty] | 0.82 |  |  |  |  | DEER | $/Unit | 0 | 162.15 | 1698.41
NE1282 | Water Heating Systems | Water Heating | Water heater - Instantaneous WH (Commercial) | Water heater - Instantaneous WH (DEER) | Commercial | Plumbing | Services | Water heating | Instantaneous WH (DEER) | Water heater | [9 empty] | 0.82 |  |  |  |  | DEER | $/Unit | 0 | 162.15 | 1698.41
NE1283 | Water Heating Systems | Water Heating | Water heater - Instantaneous WH (Commercial Retrofit) | Water heater - Instantaneous WH (DEER) | Commercial Retrofit | Plumbing | Services | Water heating | Instantaneous WH (DEER) | Water heater | [9 empty] | 0.63 |  |  |  |  | DEER | $/Unit | 0 | 162.15 | 1068.43
NE1284 | Water Heating Systems | Water Heating | Water heater - Instantaneous WH (Commercial) | Water heater - Instantaneous WH (DEER) | Commercial | Plumbing | Services | Water heating | Instantaneous WH (DEER) | Water heater | [9 empty] | 0.63 |  |  |  |  | DEER | $/Unit | 0 | 162.15 | 1068.43
NE1285 | Water Heating Systems | Water Heating | Water heater - Instantaneous WH (Commercial Retrofit) | Water heater - Instantaneous WH (DEER) | Commercial Retrofit | Plumbing | Services | Water heating | Instantaneous WH (DEER) | Water heater | [9 empty] | 0.63 |  |  |  |  | DEER | $/Unit | 0 | 162.15 | 384.99
NE1286 | Water Heating Systems | Water Heating | Water heater - Instantaneous WH (Commercial) | Water heater - Instantaneous WH (DEER) | Commercial | Plumbing | Services | Water heating | Instantaneous WH (DEER) | Water heater | [9 empty] | 0.63 |  |  |  |  | DEER | $/Unit | 0 | 162.15 | 384.99
NE1287 | Water Heating Systems | Water Heating | Water heater - Instantaneous WH (Residential Retrofit) | Water heater - Instantaneous WH (DEER) | Residential Retrofit | Plumbing | Services | Water heating | Instantaneous WH (DEER) | Water heater | [9 empty] | 0.8 |  |  |  |  | DEER | $/Unit | 0 | 162.15 | 699.41
NE1288 | Water Heating Systems | Water Heating | Water heater - Instantaneous WH (Residential) | Water heater - Instantaneous WH (DEER) | Residential | Plumbing | Services | Water heating | Instantaneous WH (DEER) | Water heater | [9 empty] | 0.8 |  |  |  |  | DEER | $/Unit | 0 | 162.15 | 699.41
NE1392 | Water Heating Systems | Water Heating | Water heater - Instantaneous WH (Residential) | Water heater - Instantaneous WH (Faithful + Gould) | Residential | Plumbing | Services | Water heating | Instantaneous WH (Faithful + Gould) | Water heater |  |  | 100000 | [11 empty] | Faithful + Gould | $/Unit | 0 | 0 | 2332.88
NE1393 | Water Heating Systems | Water Heating | Water heater - Instantaneous WH (Residential) | Water heater - Instantaneous WH (Faithful + Gould) | Residential | Plumbing | Services | Water heating | Instantaneous WH (Faithful + Gould) | Water heater |  |  | 150000 | [11 empty] | Faithful + Gould | $/Unit | 0 | 0 | 757.42
NE1394 | Water Heating Systems | Water Heating | Water heater - Instantaneous WH (Residential) | Water heater - Instantaneous WH (Faithful + Gould) | Residential | Plumbing | Services | Water heating | Instantaneous WH (Faithful + Gould) | Water heater | [9 empty] | 0.82 |  |  |  |  | Faithful + Gould | $/Unit | 0 | 0 | 931.31
NE1395 | Water Heating Systems | Water Heating | Water heater - Instantaneous WH (Residential) | Water heater - Instantaneous WH (Faithful + Gould) | Residential | Plumbing | Services | Water heating | Instantaneous WH (Faithful + Gould) | Water heater |  |  | 150000 | [6 empty] | 0.82 |  |  |  |  | Faithful + Gould | $/Unit | 0 | 0 | 931.31
NE1396 | Water Heating Systems | Water Heating | Water heater - Instantaneous WH (Residential) | Water heater - Instantaneous WH (Faithful + Gould) | Residential | Plumbing | Services | Water heating | Instantaneous WH (Faithful + Gould) | Water heater |  |  | 150000 | [6 empty] | 0.82 |  |  |  |  | Faithful + Gould | $/Unit | 0 | 0 | 986.16
NE1397 | Water Heating Systems | Water Heating | Water heater - Instantaneous WH (Residential) | Water heater - Instantaneous WH (Faithful + Gould) | Residential | Plumbing | Services | Water heating | Instantaneous WH (Faithful + Gould) | Water heater |  |  | 150000 | [6 empty] | 0.82 |  |  |  |  | Faithful + Gould | $/Unit | 0 | 0 | 931.31
NE1398 | Water Heating Systems | Water Heating | Water heater - Instantaneous WH (Residential) | Water heater - Instantaneous WH (Faithful + Gould) | Residential | Plumbing | Services | Water heating | Instantaneous WH (Faithful + Gould) | Water heater |  |  | 199900 | [6 empty] | 0.82 |  |  |  |  | Faithful + Gould | $/Unit | 0 | 0 | 874.12
NE1399 | Water Heating Systems | Water Heating | Water heater - Instantaneous WH (Residential) | Water heater - Instantaneous WH (Faithful + Gould) | Residential | Plumbing | Services | Water heating | Instantaneous WH (Faithful + Gould) | Water heater |  |  | 180000 | [6 empty] | 0.82 |  |  |  |  | Faithful + Gould | $/Unit | 0 | 0 | 1165.89
NE1473 | HVAC Systems | Space Heating, Space Cooling | Heat pump - Geothermal Heat pump System (Residential) | Heat pump - Geothermal Heat pump System | Residential | HVAC | Services | Space Heating | Geothermal Heat pump | Heat pump | [14 empty] | Faithful + Gould | $/Unit | 0 | 0 | 8417.97
NE1474 | HVAC Systems | Space Heating, Space Cooling | Heat pump - Geothermal Heat pump System (Residential) | Heat pump - Geothermal Heat pump System | Residential | HVAC | Services | Space Heating | Geothermal Heat pump | Heat pump | [14 empty] | Faithful + Gould | $/Unit | 0 | 0 | 8960.65
NE1460 | HVAC Systems | Space Heating, Space Cooling | Heat pump - Geothermal Heat pump | Heat pump - Geothermal Heat pump; 2 Stage | Residential | HVAC | Services | Space Heating | Geothermal Heat pump | Heat pump | [14 empty] | Faithful + Gould | $/Unit | 0 | 0 | 6869.29
NE1461 | HVAC Systems | Space Heating, Space Cooling | Heat pump - Geothermal Heat pump | Heat pump - Geothermal Heat pump; 2 Stage | Residential | HVAC | Services | Space Heating | Geothermal Heat pump | Heat pump | [14 empty] | Faithful + Gould | $/Unit | 0 | 0 | 7269.59
NE1462 | HVAC Systems | Space Heating, Space Cooling | Heat pump - Geothermal Heat pump | Heat pump - Geothermal Heat pump; 2 Stage | Residential | HVAC | Services | Space Heating | Geothermal Heat pump | Heat pump | [14 empty] | Faithful + Gould | $/Unit | 0 | 0 | 7853.11
NE1475 | HVAC Systems | Space Heating, Space Cooling | Heat pump - Geothermal Water to Water (Residential) | Heat pump - Geothermal Water to Water | Residential | HVAC | Services | Space Heating | Geothermal Water to Water | Heat pump |  |  | 37000 |  |  |  | 4 | 23.1 | [6 empty] | Faithful + Gould | $/Unit | 0 | 0 | 6064.02
NE1249 | HVAC Systems | Space Heating, Space Cooling | Heat pump - Packaged terminal heat pump (Commercial Retrofit) | Heat pump - Packaged terminal heat pump | Commercial Retrofit | HVAC | Services | Space Heating | Packaged terminal heat pump | Heat pump | [8 empty] | 12.97 | [5 empty] | DEER | $/Ton | 0 | 537.37 | 1379.69
NE1250 | HVAC Systems | Space Heating, Space Cooling | Heat pump - Packaged terminal heat pump (Commercial) | Heat pump - Packaged terminal heat pump | Commercial | HVAC | Services | Space Heating | Packaged terminal heat pump | Heat pump | [8 empty] | 12.97 | [5 empty] | DEER | $/Ton | 0 | 307.26 | 1379.69
NE1251 | HVAC Systems | Space Heating, Space Cooling | Heat pump - Packaged terminal heat pump (Commercial Retrofit) | Heat pump - Packaged terminal heat pump | Commercial Retrofit | HVAC | Services | Space Heating | Packaged terminal heat pump | Heat pump | [8 empty] | 11.95 | [5 empty] | DEER | $/Ton | 0 | 457.54 | 1224.53
NE1252 | HVAC Systems | Space Heating, Space Cooling | Heat pump - Packaged terminal heat pump (Commercial) | Heat pump - Packaged terminal heat pump | Commercial | HVAC | Services | Space Heating | Packaged terminal heat pump | Heat pump | [8 empty] | 11.95 | [5 empty] | DEER | $/Ton | 0 | 296.53 | 1224.53
NE1253 | HVAC Systems | Space Heating, Space Cooling | Heat pump - Packaged terminal heat pump (Commercial Retrofit) | Heat pump - Packaged terminal heat pump | Commercial Retrofit | HVAC | Services | Space Heating | Packaged terminal heat pump | Heat pump | [8 empty] | 10.93 | [5 empty] | DEER | $/Ton | 0 | 393.13 | 1050.58
NE1254 | HVAC Systems | Space Heating, Space Cooling | Heat pump - Packaged terminal heat pump (Commercial) | Heat pump - Packaged terminal heat pump | Commercial | HVAC | Services | Space Heating | Packaged terminal heat pump | Heat pump | [8 empty] | 10.93 | [5 empty] | DEER | $/Ton | 0 | 285.8 | 1050.58
NE1255 | HVAC Systems | Space Heating, Space Cooling | Heat pump - Packaged terminal heat pump (Commercial Retrofit) | Heat pump - Packaged terminal heat pump | Commercial Retrofit | HVAC | Services | Space Heating | Packaged terminal heat pump | Heat pump | [8 empty] | 10.8 | [5 empty] | DEER | $/Ton | 0 | 537.37 | 1257.14
NE1256 | HVAC Systems | Space Heating, Space Cooling | Heat pump - Packaged terminal heat pump (Commercial) | Heat pump - Packaged terminal heat pump | Commercial | HVAC | Services | Space Heating | Packaged terminal heat pump | Heat pump | [8 empty] | 10.8 | [5 empty] | DEER | $/Ton | 0 | 307.26 | 1257.14
NE1257 | HVAC Systems | Space Heating, Space Cooling | Heat pump - Packaged terminal heat pump (Commercial Retrofit) | Heat pump - Packaged terminal heat pump | Commercial Retrofit | HVAC | Services | Space Heating | Packaged terminal heat pump | Heat pump | [8 empty] | 10 | [5 empty] | DEER | $/Ton | 0 | 457.54 | 1091.1
NE1258 | HVAC Systems | Space Heating, Space Cooling | Heat pump - Packaged terminal heat pump (Commercial) | Heat pump - Packaged terminal heat pump | Commercial | HVAC | Services | Space Heating | Packaged terminal heat pump | Heat pump | [8 empty] | 10 | [5 empty] | DEER | $/Ton | 0 | 296.53 | 1091.1
NE1259 | HVAC Systems | Space Heating, Space Cooling | Heat pump - Packaged terminal heat pump (Commercial Retrofit) | Heat pump - Packaged terminal heat pump | Commercial Retrofit | HVAC | Services | Space Heating | Packaged terminal heat pump | Heat pump | [8 empty] | 9.1 | [5 empty] | DEER | $/Ton | 0 | 393.13 | 701.71
NE1260 | HVAC Systems | Space Heating, Space Cooling | Heat pump - Packaged terminal heat pump (Commercial) | Heat pump - Packaged terminal heat pump | Commercial | HVAC | Services | Space Heating | Packaged terminal heat pump | Heat pump | [8 empty] | 9.1 | [5 empty] | DEER | $/Ton | 0 | 285.8 | 701.71
NE1551 | Testing and Balancing | Testing | Blower Door and Duct Blaster Test - Blower Door and Duct Blaster Test (Residential) | Blower Door and Duct Blaster Test - Blower Door and Duct Blaster Test | Residential | HVAC | Services | Testing | Blower Door and Duct Blaster Test | Blower Door and Duct Blaster Test | [14 empty] | Faithful + Gould | $/Unit | 0 | 0 | 0
NE1383 | Testing and Balancing | Testing | Blower Door Test - Blower Door Test (Residential) | Blower Door Test - Blower Door Test | Residential | HVAC | Services | Testing | Blower Door Test | Blower Door Test | [14 empty] | Faithful + Gould | $/Hour | 0 | 0 | 0
NE1384 | Testing and Balancing | Testing | Blower Door Test - Blower Door Test (Residential) | Blower Door Test - Blower Door Test | Residential | HVAC | Services | Testing | Blower Door Test | Blower Door Test | [14 empty] | Faithful + Gould | $/Hour | 0 | 0 | 0
NE1558 | Testing and Balancing | Testing | Blower Door Test - Blower Door Test (Residential) | Blower Door Test - Blower Door Test | Residential | HVAC | Services | Testing | Blower Door Test | Blower Door Test | [14 empty] | Faithful + Gould | $/Hour | 0 | 0 | 0
NE1556 | Testing and Balancing | Testing | Refrigerant - Refrigerant Charge Verification (Residential) | Refrigerant - Refrigerant Charge Verification | Residential | HVAC | Services | Testing | Refrigerant Charge Verification | Refrigerant | [14 empty] | Faithful + Gould | $/Unit | 0 | 0 | 0
NE1554 | Testing and Balancing | Testing | Refrigerant - Refrigerant Charge Verification (Residential) | Refrigerant - Refrigerant Charge Verification | Residential | HVAC | Services | Testing | Refrigerant Charge Verification | Refrigerant | [14 empty] | Faithful + Gould | $/Unit | 0 | 0 | 0
NE1555 | Testing and Balancing | Testing | Refrigerant - Refrigerant Charge Verification (Residential) | Refrigerant - Refrigerant Charge Verification | Residential | HVAC | Services | Testing | Refrigerant Charge Verification | Refrigerant | [14 empty] | Faithful + Gould | $/Unit | 0 | 0 | 0
NE1552 | Testing and Balancing | Testing | Energy Rating - RESNET Home Energy Rating (HERS) and Energy Star Assessment (Residential) | Energy Rating - RESNET Home Energy Rating (HERS) and Energy Star Assessment | Residential | HVAC | Services | Testing | RESNET Home Energy Rating (HERS) and Energy Star Assessment | Energy Rating | [14 empty] | Faithful + Gould | $/Unit | 0 | 0 | 0
NE1553 | Testing and Balancing | Testing | Energy Rating - RESNET Home Energy Rating (HERS) Assessment (Residential) | Energy Rating - RESNET Home Energy Rating (HERS) Assessment | Residential | HVAC | Services | Testing | RESNET Home Energy Rating (HERS) Assessment | Energy Rating | [14 empty] | Faithful + Gould | $/Unit | 0 | 0 | 0
NE1381 | Testing and Balancing | Testing, Ducts | Duct Testing - Duct Blaster Test (Residential) | Duct Testing - Duct Blaster Test | Residential | HVAC | Services | Testing | Duct Blaster Test | Duct Testing | [14 empty] | Faithful + Gould | $/Hour | 0 | 0 | 0
NE1382 | Testing and Balancing | Testing, Ducts | Duct Testing - Duct Blaster Test (Residential) | Duct Testing - Duct Blaster Test | Residential | HVAC | Services | Testing | Duct Blaster Test | Duct Testing | [14 empty] | Faithful + Gould | $/Hour | 0 | 0 | 0
NE1557 | Testing and Balancing | Testing, Ducts | Duct Testing - Duct Blaster Test (Residential) | Duct Testing - Duct Blaster Test | Residential | HVAC | Services | Testing | Duct Blaster Test | Duct Testing | [14 empty] | Faithful + Gould | $/Hour | 0 | 0 | 0
NE1359 | Testing and Balancing | Testing, Ducts | Duct Testing - Duct Pressure Test (Residential) | Duct Testing - Duct Pressure Test | Residential | HVAC | Services | Testing | Duct Pressure Test | Duct Testing | [14 empty] | Faithful + Gould | $/Unit | 0 | 0 | 0
NE1547 | Testing and Balancing | Testing, Ducts | Duct Testing - Duct Pressure Test (Residential) | Duct Testing - Duct Pressure Test | Residential | HVAC | Services | Testing | Duct Pressure Test | Duct Testing | [14 empty] | Faithful + Gould | $/Unit | 0 | 0 | 0
NE1548 | Testing and Balancing | Testing, Ducts | Duct Testing - Duct Testing (Residential) | Duct Testing - Duct Testing | Residential | HVAC | Services | Testing | Duct Testing | Duct Testing | [14 empty] | Faithful + Gould | $/Unit | 0 | 0 | 0
NE1549 | Testing and Balancing | Testing, Ducts | Duct Testing - Duct Testing (Residential) | Duct Testing - Duct Testing | Residential | HVAC | Services | Testing | Duct Testing | Duct Testing | [14 empty] | Faithful + Gould | $/Unit | 0 | 0 | 0
NE1550 | Testing and Balancing | Testing, Ducts | Duct Testing - Duct Testing (Residential) | Duct Testing - Duct Testing | Residential | HVAC | Services | Testing | Duct Testing | Duct Testing | [14 empty] | Faithful + Gould | $/Unit | 0 | 0 | 0
NE1360 | Ventilation only | Ventilation | Exhaust Fans - Bathroom exhaust (Residential) | Exhaust Fans - Bathroom exhaust | Residential | HVAC | Services | Ventilation | Bathroom exhaust | Exhaust Fans | [14 empty] | Faithful + Gould | $/Unit | 0 | 0 | 92.19
NE1361 | Ventilation only | Ventilation | Exhaust Fans - Bathroom exhaust (Residential) | Exhaust Fans - Bathroom exhaust | Residential | HVAC | Services | Ventilation | Bathroom exhaust | Exhaust Fans | [14 empty] | Faithful + Gould | $/Unit | 0 | 0 | 177.39
NE1362 | Ventilation only | Ventilation | Exhaust Fans - Bathroom exhaust (Residential) | Exhaust Fans - Bathroom exhaust | Residential | HVAC | Services | Ventilation | Bathroom exhaust | Exhaust Fans | [14 empty] | Faithful + Gould | $/Unit | 0 | 0 | 238.08
NE1363 | Ventilation only | Ventilation | Exhaust Fans - Bathroom exhaust (Residential) | Exhaust Fans - Bathroom exhaust | Residential | HVAC | Services | Ventilation | Bathroom exhaust | Exhaust Fans | [14 empty] | Faithful + Gould | $/Unit | 0 | 0 | 266.09
NE1364 | Ventilation only | Ventilation | Exhaust Fans - Bathroom exhaust (Residential) | Exhaust Fans - Bathroom exhaust | Residential | HVAC | Services | Ventilation | Bathroom exhaust | Exhaust Fans | [14 empty] | Faithful + Gould | $/Unit | 0 | 0 | 361.78
NE1365 | Ventilation only | Ventilation | Exhaust Fans - Bathroom exhaust (Residential) | Exhaust Fans - Bathroom exhaust | Residential | HVAC | Services | Ventilation | Bathroom exhaust | Exhaust Fans | [14 empty] | Faithful + Gould | $/Unit | 0 | 0 | 55.44
NE1356 | HVAC Systems | Ventilation | Air Cleaner - Electrostatic filtration (Residential) | Air Cleaner - Electrostatic filtration | Residential | HVAC | Services | Ventilation | Electrostatic filtration | Air Cleaner | [14 empty] | Faithful + Gould | $/Unit | 0 | 0 | 779
NE1366 | Ventilation only | Ventilation | Exhaust Fans - Kitchen exhaust (Residential) | Exhaust Fans - Kitchen exhaust | Residential | HVAC | Services | Ventilation | Kitchen exhaust | Exhaust Fans | [14 empty] | Faithful + Gould | $/Unit | 0 | 0 | 102.12
NE1367 | Ventilation only | Ventilation | Exhaust Fans - Kitchen exhaust (Residential) | Exhaust Fans - Kitchen exhaust | Residential | HVAC | Services | Ventilation | Kitchen exhaust | Exhaust Fans | [14 empty] | Faithful + Gould | $/Unit | 0 | 0 | 86.94
NE1368 | Ventilation only | Ventilation | Exhaust Fans - Kitchen exhaust (Residential) | Exhaust Fans - Kitchen exhaust | Residential | HVAC | Services | Ventilation | Kitchen exhaust | Exhaust Fans | [14 empty] | Faithful + Gould | $/Unit | 0 | 0 | 156.39
NE1369 | Ventilation only | Ventilation | Exhaust Fans - Kitchen exhaust (Residential) | Exhaust Fans - Kitchen exhaust | Residential | HVAC | Services | Ventilation | Kitchen exhaust | Exhaust Fans | [14 empty] | Faithful + Gould | $/Unit | 0 | 0 | 122.55
NE1357 | HVAC Systems | Ventilation | Air Cleaner - Media Air Cleaners (Residential) | Air Cleaner - Media Air Cleaners | Residential | HVAC | Services | Ventilation | Media Air Cleaners | Air Cleaner | [14 empty] | Faithful + Gould | $/Unit | 0 | 0 | 259.67
NE1358 | HVAC Systems | Ventilation | Air Cleaner - Media Air Cleaners (Residential) | Air Cleaner - Media Air Cleaners | Residential | HVAC | Services | Ventilation | Media Air Cleaners | Air Cleaner | [14 empty] | Faithful + Gould | $/Unit | 0 | 0 | 363.53
NE1334 | Water Heating Systems | Water Heating | Water heater - Double Element Side Connect Mobile Home water heater (Residential) | Water heater - Double Element Side Connect Mobile Home water heater | Residential | Plumbing | Services | Water heating | Water Heater | Water heater | [9 empty] | 0.92 |  |  |  |  | Faithful + Gould | $/Unit | 0 | 0 | 382.8
NE1329 | Water Heating Systems | Water Heating | Water heater - Double Element water heater (Residential) | Water heater - Double Element water heater | Residential | Plumbing | Services | Water heating | Water Heater | Water heater | [9 empty] | 0.93 |  |  |  |  | Faithful + Gould | $/Unit | 0 | 0 | 302.27
NE1025 | HVAC Systems | Space Heating, Space Cooling | Heat pump - Air Source HP (Residential) | Heat pump - Air Source HP | Residential | HVAC | Services | Space Heating | Air Source HP | Heat pump | [5 empty] | 8 |  | 14 | [6 empty] | ASHRAE 90.2 | $/Unit | 0 | 0 | 2924.43
NE1026 | HVAC Systems | Space Heating, Space Cooling | Heat pump - Air Source HP (Residential) | Heat pump - Air Source HP | Residential | HVAC | Services | Space Heating | Air Source HP | Heat pump | [5 empty] | 8 |  | 14 | [6 empty] | ASHRAE 90.2 | $/Unit | 0 | 0 | 4855.61
NE1027 | HVAC Systems | Space Heating, Space Cooling | Heat pump - Air Source HP (Residential) | Heat pump - Air Source HP | Residential | HVAC | Services | Space Heating | Air Source HP | Heat pump | [5 empty] | 8 |  | 14 | [6 empty] | ASHRAE 90.2 | $/Unit | 0 | 0 | 3285.17
NE1028 | HVAC Systems | Space Heating, Space Cooling | Heat pump - Air Source HP (Residential) | Heat pump - Air Source HP | Residential | HVAC | Services | Space Heating | Air Source HP | Heat pump | [5 empty] | 8 |  | 14 | [6 empty] | ASHRAE 90.2 | $/Unit | 0 | 0 | 6429.01
NE1029 | HVAC Systems | Space Heating, Space Cooling | Heat pump - Air Source HP (Residential) | Heat pump - Air Source HP | Residential | HVAC | Services | Space Heating | Air Source HP | Heat pump | [5 empty] | 8 |  | 14 | [6 empty] | ASHRAE 90.2 | $/Unit | 0 | 0 | 3744.74
NE1030 | HVAC Systems | Space Heating, Space Cooling | Heat pump - Air Source HP (Residential) | Heat pump - Air Source HP | Residential | HVAC | Services | Space Heating | Air Source HP | Heat pump | [5 empty] | 8 |  | 14 | [6 empty] | ASHRAE 90.2 | $/Unit | 0 | 0 | 7244.37
NE1031 | HVAC Systems | Space Heating, Space Cooling | Heat pump - Air Source HP (Residential) | Heat pump - Air Source HP | Residential | HVAC | Services | Space Heating | Air Source HP | Heat pump | [5 empty] | 8.5 |  | 15 | [6 empty] | ASHRAE 90.2 | $/Unit | 0 | 0 | 3986.88
NE1032 | HVAC Systems | Space Heating, Space Cooling | Heat pump - Air Source HP (Residential) | Heat pump - Air Source HP | Residential | HVAC | Services | Space Heating | Air Source HP | Heat pump | [5 empty] | 8.5 |  | 15 | [6 empty] | ASHRAE 90.2 | $/Unit | 0 | 0 | 4191.46
NE1033 | HVAC Systems | Space Heating, Space Cooling | Heat pump - Air Source HP (Residential) | Heat pump - Air Source HP | Residential | HVAC | Services | Space Heating | Air Source HP | Heat pump | [5 empty] | 8.5 |  | 15 | [6 empty] | ASHRAE 90.2 | $/Unit | 0 | 0 | 4370.35
NE1034 | HVAC Systems | Space Heating, Space Cooling | Heat pump - Air Source HP (Residential) | Heat pump - Air Source HP | Residential | HVAC | Services | Space Heating | Air Source HP | Heat pump | [5 empty] | 8.5 |  | 15 | [6 empty] | ASHRAE 90.2 | $/Unit | 0 | 0 | 4283.37
NE1035 | HVAC Systems | Space Heating, Space Cooling | Heat pump - Air Source HP (Residential) | Heat pump - Air Source HP | Residential | HVAC | Services | Space Heating | Air Source HP | Heat pump | [5 empty] | 8.5 |  | 15 | [6 empty] | ASHRAE 90.2 | $/Unit | 0 | 0 | 4767.65
NE1036 | HVAC Systems | Space Heating, Space Cooling | Heat pump - Air Source HP (Residential) | Heat pump - Air Source HP | Residential | HVAC | Services | Space Heating | Air Source HP | Heat pump | [5 empty] | 8.5 |  | 15 | [6 empty] | ASHRAE 90.2 | $/Unit | 0 | 0 | 5363.61
NE1037 | HVAC Systems | Space Heating, Space Cooling | Heat pump - Air Source HP (Residential) | Heat pump - Air Source HP | Residential | HVAC | Services | Space Heating | Air Source HP | Heat pump | [5 empty] | 9 |  | 16 | [6 empty] | ASHRAE 90.2 | $/Unit | 0 | 0 | 4029.37
NE1038 | HVAC Systems | Space Heating, Space Cooling | Heat pump - Air Source HP (Residential) | Heat pump - Air Source HP | Residential | HVAC | Services | Space Heating | Air Source HP | Heat pump | [5 empty] | 9 |  | 16 | [6 empty] | ASHRAE 90.2 | $/Unit | 0 | 0 | 5625.51
NE1039 | HVAC Systems | Space Heating, Space Cooling | Heat pump - Air Source HP (Residential) | Heat pump - Air Source HP | Residential | HVAC | Services | Space Heating | Air Source HP | Heat pump | [5 empty] | 9 |  | 16 | [6 empty] | ASHRAE 90.2 | $/Unit | 0 | 0 | 4432.61
NE1040 | HVAC Systems | Space Heating, Space Cooling | Heat pump - Air Source HP (Residential) | Heat pump - Air Source HP | Residential | HVAC | Services | Space Heating | Air Source HP | Heat pump | [5 empty] | 9 |  | 16 | [6 empty] | ASHRAE 90.2 | $/Unit | 0 | 0 | 6483.36
NE1041 | HVAC Systems | Space Heating, Space Cooling | Heat pump - Air Source HP (Residential) | Heat pump - Air Source HP | Residential | HVAC | Services | Space Heating | Air Source HP | Heat pump | [5 empty] | 9 |  | 16 | [6 empty] | ASHRAE 90.2 | $/Unit | 0 | 0 | 4841.78
NE1042 | HVAC Systems | Space Heating, Space Cooling | Heat pump - Air Source HP (Residential) | Heat pump - Air Source HP | Residential | HVAC | Services | Space Heating | Air Source HP | Heat pump | [5 empty] | 9 |  | 16 | [6 empty] | ASHRAE 90.2 | $/Unit | 0 | 0 | 7925.32
NE1043 | HVAC Systems | Space Heating, Space Cooling | Heat pump - Air Source HP (Residential) | Heat pump - Air Source HP | Residential | HVAC | Services | Space Heating | Air Source HP | Heat pump | [5 empty] | 9 |  | 16 | [6 empty] | ASHRAE 90.2 | $/Unit | 0 | 0 | 5348.78
NE1044 | HVAC Systems | Space Heating, Space Cooling | Heat pump - Air Source HP (Residential) | Heat pump - Air Source HP | Residential | HVAC | Services | Space Heating | Air Source HP | Heat pump | [5 empty] | 9 |  | 16 | [6 empty] | ASHRAE 90.2 | $/Unit | 0 | 0 | 9077.7
NE1045 | HVAC Systems | Space Heating, Space Cooling | Heat pump - Air Source HP (Residential) | Heat pump - Air Source HP | Residential | HVAC | Services | Space Heating | Air Source HP | Heat pump | [5 empty] | 9.5 |  | 18 | [6 empty] | ASHRAE 90.2 | $/Unit | 0 | 0 | 6839.16
NE1046 | HVAC Systems | Space Heating, Space Cooling | Heat pump - Air Source HP (Residential) | Heat pump - Air Source HP | Residential | HVAC | Services | Space Heating | Air Source HP | Heat pump | [5 empty] | 9.5 |  | 18 | [6 empty] | ASHRAE 90.2 | $/Unit | 0 | 0 | 7158.39
NE1047 | HVAC Systems | Space Heating, Space Cooling | Heat pump - Air Source HP (Residential) | Heat pump - Air Source HP | Residential | HVAC | Services | Space Heating | Air Source HP | Heat pump | [5 empty] | 9.5 |  | 18 | [6 empty] | ASHRAE 90.2 | $/Unit | 0 | 0 | 8580.59
NE1048 | HVAC Systems | Space Heating, Space Cooling | Heat pump - Air Source HP (Residential) | Heat pump - Air Source HP | Residential | HVAC | Services | Space Heating | Air Source HP | Heat pump | [5 empty] | 9.5 |  | 18 | [6 empty] | ASHRAE 90.2 | $/Unit | 0 | 0 | 9723.07
NE1127 | HVAC Systems | Space Heating, Space Cooling | Heat pump - Air Source HP (Residential) | Heat pump - Air Source HP | Residential | HVAC | Services | Space Heating | Air Source HP | Heat pump | [5 empty] | 7.7 |  | 13 | [6 empty] | ASHRAE 90.2 | $/Unit | 0 | 0 | 1843.21
NE1128 | HVAC Systems | Space Heating, Space Cooling | Heat pump - Air Source HP (Residential) | Heat pump - Air Source HP | Residential | HVAC | Services | Space Heating | Air Source HP | Heat pump | [5 empty] | 7.7 |  | 13 | [6 empty] | ASHRAE 90.2 | $/Unit | 0 | 0 | 2117.97
NE1129 | HVAC Systems | Space Heating, Space Cooling | Heat pump - Air Source HP (Residential) | Heat pump - Air Source HP | Residential | HVAC | Services | Space Heating | Air Source HP | Heat pump | [5 empty] | 7.7 |  | 13 | [6 empty] | ASHRAE 90.2 | $/Unit | 0 | 0 | 2369.98
NE1130 | HVAC Systems | Space Heating, Space Cooling | Heat pump - Air Source HP (Residential) | Heat pump - Air Source HP | Residential | HVAC | Services | Space Heating | Air Source HP | Heat pump | [5 empty] | 7.7 |  | 13 | [6 empty] | ASHRAE 90.2 | $/Unit | 0 | 0 | 4376.27
NE1169 | HVAC Systems | Space Heating, Space Cooling | Heat Pump - Air Source HP (Residential) | Heat Pump - Air Source HP | Residential | HVAC | Services | Space Heating | Air Source HP | Heat Pump | [5 empty] | 8.1 |  | 13 | [6 empty] | DEER | $/Ton | 0 | 402.52 | 786.7
NE1170 | HVAC Systems | Space Heating, Space Cooling | Heat Pump - Air Source HP (Residential Retrofit) | Heat Pump - Air Source HP | Residential Retrofit | HVAC | Services | Space Heating | Air Source HP | Heat Pump | [5 empty] | 8.1 |  | 13 | 11.09 | [5 empty] | DEER | $/Ton | 0 | 442.77 | 786.7
NE1171 | HVAC Systems | Space Heating, Space Cooling | Heat Pump - Air Source HP (Residential) | Heat Pump - Air Source HP | Residential | HVAC | Services | Space Heating | Air Source HP | Heat Pump | [5 empty] | 8.6 |  | 14 | 12.15 | [5 empty] | DEER | $/Ton | 0 | 402.52 | 922.1
NE1172 | HVAC Systems | Space Heating, Space Cooling | Heat Pump - Air Source HP (Residential Retrofit) | Heat Pump - Air Source HP | Residential Retrofit | HVAC | Services | Space Heating | Air Source HP | Heat Pump | [5 empty] | 8.6 |  | 14 | 12.15 | [5 empty] | DEER | $/Ton | 0 | 442.77 | 922.1
NE1173 | HVAC Systems | Space Heating, Space Cooling | Heat Pump - Air Source HP (Residential) | Heat Pump - Air Source HP | Residential | HVAC | Services | Space Heating | Air Source HP | Heat Pump | [5 empty] | 8.8 |  | 15 | 12.7 | [5 empty] | DEER | $/Ton | 0 | 402.52 | 1057.51
NE1174 | HVAC Systems | Space Heating, Space Cooling | Heat Pump - Air Source HP (Residential Retrofit) | Heat Pump - Air Source HP | Residential Retrofit | HVAC | Services | Space Heating | Air Source HP | Heat Pump | [5 empty] | 8.8 |  | 15 | 12.7 | [5 empty] | DEER | $/Ton | 0 | 442.77 | 1057.51
NE1175 | HVAC Systems | Space Heating, Space Cooling | Heat Pump - Air Source HP (Residential) | Heat Pump - Air Source HP | Residential | HVAC | Services | Space Heating | Air Source HP | Heat Pump | [5 empty] | 8.4 |  | 16 | 12.06 | [5 empty] | DEER | $/Ton | 0 | 402.52 | 1192.9
NE1176 | HVAC Systems | Space Heating, Space Cooling | Heat Pump - Air Source HP (Residential Retrofit) | Heat Pump - Air Source HP | Residential Retrofit | HVAC | Services | Space Heating | Air Source HP | Heat Pump | [5 empty] | 8.4 |  | 16 | 12.06 | [5 empty] | DEER | $/Ton | 0 | 442.77 | 1192.9
NE1177 | HVAC Systems | Space Heating, Space Cooling | Heat Pump - Air Source HP (Residential) | Heat Pump - Air Source HP | Residential | HVAC | Services | Space Heating | Air Source HP | Heat Pump | [5 empty] | 8.6 |  | 17 | 12.52 | [5 empty] | DEER | $/Ton | 0 | 402.52 | 1328.3
NE1178 | HVAC Systems | Space Heating, Space Cooling | Heat Pump - Air Source HP (Residential Retrofit) | Heat Pump - Air Source HP | Residential Retrofit | HVAC | Services | Space Heating | Air Source HP | Heat Pump | [5 empty] | 8.6 |  | 17 | 12.52 | [5 empty] | DEER | $/Ton | 0 | 442.77 | 1328.3
NE1179 | HVAC Systems | Space Heating, Space Cooling | Heat Pump - Air Source HP (Residential) | Heat Pump - Air Source HP | Residential | HVAC | Services | Space Heating | Air Source HP | Heat Pump | [5 empty] | 9.2 |  | 18 | 12.8 | [5 empty] | DEER | $/Ton | 0 | 402.52 | 1463.7
NE1180 | HVAC Systems | Space Heating, Space Cooling | Heat Pump - Air Source HP (Residential Retrofit) | Heat Pump - Air Source HP | Residential Retrofit | HVAC | Services | Space Heating | Air Source HP | Heat Pump | [5 empty] | 9.2 |  | 18 | 12.8 | [5 empty] | DEER | $/Ton | 0 | 442.77 | 1463.7
NE1463 | HVAC Systems | Space Heating, Space Cooling | Heat pump - Geothermal Heat pump (Residential) | Heat pump - Geothermal Heat pump | Residential | HVAC | Services | Space Heating | Geothermal Heat pump | Heat pump | [6 empty] | 4.4 | 26.1 | [6 empty] | Faithful + Gould | $/Unit | 0 | 0 | 3732.24
NE1464 | HVAC Systems | Space Heating, Space Cooling | Heat pump - Geothermal Heat pump (Residential) | Heat pump - Geothermal Heat pump | Residential | HVAC | Services | Space Heating | Geothermal Heat pump | Heat pump | [6 empty] | 4.5 | 25.8 | [6 empty] | Faithful + Gould | $/Unit | 0 | 0 | 3729.91
NE1465 | HVAC Systems | Space Heating, Space Cooling | Heat pump - Geothermal Heat pump (Residential) | Heat pump - Geothermal Heat pump | Residential | HVAC | Services | Space Heating | Geothermal Heat pump | Heat pump | [6 empty] | 4.8 | 25.5 | [6 empty] | Faithful + Gould | $/Unit | 0 | 0 | 4241.08
NE1466 | HVAC Systems | Space Heating, Space Cooling | Heat pump - Geothermal Heat pump (Residential) | Heat pump - Geothermal Heat pump | Residential | HVAC | Services | Space Heating | Geothermal Heat pump | Heat pump | [6 empty] | 4.1 | 22.3 | [6 empty] | Faithful + Gould | $/Unit | 0 | 0 | 4267.93
NE1467 | HVAC Systems | Space Heating, Space Cooling | Heat pump - Geothermal Heat pump (Residential) | Heat pump - Geothermal Heat pump | Residential | HVAC | Services | Space Heating | Geothermal Heat pump | Heat pump | [6 empty] | 4.5 | 24.8 | [6 empty] | Faithful + Gould | $/Unit | 0 | 0 | 4444.15
NE1468 | HVAC Systems | Space Heating, Space Cooling | Heat pump - Geothermal Heat pump (Residential) | Heat pump - Geothermal Heat pump | Residential | HVAC | Services | Space Heating | Geothermal Heat pump | Heat pump | [6 empty] | 4.5 | 23.8 | [6 empty] | Faithful + Gould | $/Unit | 0 | 0 | 4546.85
NE1469 | HVAC Systems | Space Heating, Space Cooling | Heat pump - Geothermal Heat pump (Residential) | Heat pump - Geothermal Heat pump | Residential | HVAC | Services | Space Heating | Geothermal Heat pump | Heat pump | [6 empty] | 4.4 | 22.9 | [6 empty] | Faithful + Gould | $/Unit | 0 | 0 | 4657.72
NE1470 | HVAC Systems | Space Heating, Space Cooling | Heat pump - Geothermal Heat pump (Residential) | Heat pump - Geothermal Heat pump | Residential | HVAC | Services | Space Heating | Geothermal Heat pump | Heat pump | [6 empty] | 4.1 | 22.9 | [6 empty] | Faithful + Gould | $/Unit | 0 | 0 | 4657.72
NE1471 | HVAC Systems | Space Heating, Space Cooling | Heat pump - Geothermal Heat pump System (Residential) | Heat pump - Geothermal Heat pump System | Residential | HVAC | Services | Space Heating | Geothermal Heat pump | Heat pump | [14 empty] | Faithful + Gould | $/Unit | 0 | 0 | 7420.14
NE1472 | HVAC Systems | Space Heating, Space Cooling | Heat pump - Geothermal Heat pump System (Residential) | Heat pump - Geothermal Heat pump System | Residential | HVAC | Services | Space Heating | Geothermal Heat pump | Heat pump | [14 empty] | Faithful + Gould | $/Unit | 0 | 0 | 7850.78
NE0897 | HVAC Systems | Space Heating, Space Cooling | Heat pump - Air Source HP (Multi-Family) | Heat pump - Air Source HP | Multifamily | HVAC | Services | Space Heating | Air Source HP | Heat pump | [5 empty] | 7.7 |  | 13 | [6 empty] | ASHRAE 90.2 | $/Unit | 0 | 0 | 2868.1
NE0898 | HVAC Systems | Space Heating, Space Cooling | Heat pump - Air Source HP (Multi-Family) | Heat pump - Air Source HP | Multifamily | HVAC | Services | Space Heating | Air Source HP | Heat pump | [5 empty] | 7.7 |  | 13 | [6 empty] | ASHRAE 90.2 | $/Unit | 0 | 0 | 4888.22
NE0899 | HVAC Systems | Space Heating, Space Cooling | Heat pump - Air Source HP (Multi-Family) | Heat pump - Air Source HP | Multifamily | HVAC | Services | Space Heating | Air Source HP | Heat pump | [5 empty] | 7.7 |  | 13 | [6 empty] | ASHRAE 90.2 | $/Unit | 0 | 0 | 3412.67
NE0900 | HVAC Systems | Space Heating, Space Cooling | Heat pump - Air Source HP (Multi-Family) | Heat pump - Air Source HP | Multifamily | HVAC | Services | Space Heating | Air Source HP | Heat pump | [5 empty] | 7.7 |  | 13 | [6 empty] | ASHRAE 90.2 | $/Unit | 0 | 0 | 5875.55
NE0901 | HVAC Systems | Space Heating, Space Cooling | Heat pump - Air Source HP (Multi-Family) | Heat pump - Air Source HP | Multifamily | HVAC | Services | Space Heating | Air Source HP | Heat pump | [5 empty] | 7.7 |  | 13 | [6 empty] | ASHRAE 90.2 | $/Unit | 0 | 0 | 3828.74
NE0902 | HVAC Systems | Space Heating, Space Cooling | Heat pump - Air Source HP (Multi-Family) | Heat pump - Air Source HP | Multifamily | HVAC | Services | Space Heating | Air Source HP | Heat pump | [5 empty] | 7.7 |  | 13 | [6 empty] | ASHRAE 90.2 | $/Unit | 0 | 0 | 6921.2
NE0903 | HVAC Systems | Space Heating, Space Cooling | Heat pump - Air Source HP (Multi-Family) | Heat pump - Air Source HP | Multifamily | HVAC | Services | Space Heating | Air Source HP | Heat pump | [5 empty] | 8 |  | 14 | [6 empty] | ASHRAE 90.2 | $/Unit | 0 | 0 | 1916.34
NE0904 | HVAC Systems | Space Heating, Space Cooling | Heat pump - Air Source HP (Multi-Family) | Heat pump - Air Source HP | Multifamily | HVAC | Services | Space Heating | Air Source HP | Heat pump | [5 empty] | 8 |  | 14 | [6 empty] | ASHRAE 90.2 | $/Unit | 0 | 0 | 2042.86
NE0905 | HVAC Systems | Space Heating, Space Cooling | Heat pump - Air Source HP (Multi-Family) | Heat pump - Air Source HP | Multifamily | HVAC | Services | Space Heating | Air Source HP | Heat pump | [5 empty] | 8 |  | 14 | [6 empty] | ASHRAE 90.2 | $/Unit | 0 | 0 | 2194.07
NE0906 | HVAC Systems | Space Heating, Space Cooling | Heat pump - Air Source HP (Multi-Family) | Heat pump - Air Source HP | Multifamily | HVAC | Services | Space Heating | Air Source HP | Heat pump | [5 empty] | 8 |  | 14 | [6 empty] | ASHRAE 90.2 | $/Unit | 0 | 0 | 3736.83
NE0907 | HVAC Systems | Space Heating, Space Cooling | Heat pump - Air Source HP (Multi-Family) | Heat pump - Air Source HP | Multifamily | HVAC | Services | Space Heating | Air Source HP | Heat pump | [5 empty] | 8 |  | 14 | [6 empty] | ASHRAE 90.2 | $/Unit | 0 | 0 | 2454.99
NE0908 | HVAC Systems | Space Heating, Space Cooling | Heat pump - Air Source HP (Multi-Family) | Heat pump - Air Source HP | Multifamily | HVAC | Services | Space Heating | Air Source HP | Heat pump | [5 empty] | 8 |  | 14 | [6 empty] | ASHRAE 90.2 | $/Unit | 0 | 0 | 4117.34
NE0909 | HVAC Systems | Space Heating, Space Cooling | Heat pump - Air Source HP (Multi-Family) | Heat pump - Air Source HP | Multifamily | HVAC | Services | Space Heating | Air Source HP | Heat pump | [5 empty] | 8 |  | 14 | [6 empty] | ASHRAE 90.2 | $/Unit | 0 | 0 | 2748.51
NE0910 | HVAC Systems | Space Heating, Space Cooling | Heat pump - Air Source HP (Multi-Family) | Heat pump - Air Source HP | Multifamily | HVAC | Services | Space Heating | Air Source HP | Heat pump | [5 empty] | 8 |  | 14 | [6 empty] | ASHRAE 90.2 | $/Unit | 0 | 0 | 4564.05
NE0911 | HVAC Systems | Space Heating, Space Cooling | Heat pump - Air Source HP (Multi-Family) | Heat pump - Air Source HP | Multifamily | HVAC | Services | Space Heating | Air Source HP | Heat pump | [5 empty] | 8 |  | 14 | [6 empty] | ASHRAE 90.2 | $/Unit | 0 | 0 | 3088.5
NE0912 | HVAC Systems | Space Heating, Space Cooling | Heat pump - Air Source HP (Multi-Family) | Heat pump - Air Source HP | Multifamily | HVAC | Services | Space Heating | Air Source HP | Heat pump | [5 empty] | 8 |  | 14 | [6 empty] | ASHRAE 90.2 | $/Unit | 0 | 0 | 6043.57
NE0913 | HVAC Systems | Space Heating, Space Cooling | Heat pump - Air Source HP (Multi-Family) | Heat pump - Air Source HP | Multifamily | HVAC | Services | Space Heating | Air Source HP | Heat pump | [5 empty] | 8 |  | 14 | [6 empty] | ASHRAE 90.2 | $/Unit | 0 | 0 | 3520.39
NE0914 | HVAC Systems | Space Heating, Space Cooling | Heat pump - Air Source HP (Multi-Family) | Heat pump - Air Source HP | Multifamily | HVAC | Services | Space Heating | Air Source HP | Heat pump | [5 empty] | 8 |  | 14 | [6 empty] | ASHRAE 90.2 | $/Unit | 0 | 0 | 6809.52
NE0915 | HVAC Systems | Space Heating, Space Cooling | Heat pump - Air Source HP (Multi-Family) | Heat pump - Air Source HP | Multifamily | HVAC | Services | Space Heating | Air Source HP | Heat pump | [5 empty] | 8.5 |  | 15 | [6 empty] | ASHRAE 90.2 | $/Unit | 0 | 0 | 3747.7
NE0916 | HVAC Systems | Space Heating, Space Cooling | Heat pump - Air Source HP (Multi-Family) | Heat pump - Air Source HP | Multifamily | HVAC | Services | Space Heating | Air Source HP | Heat pump | [5 empty] | 8.5 |  | 15 | [6 empty] | ASHRAE 90.2 | $/Unit | 0 | 0 | 3939.44
NE0917 | HVAC Systems | Space Heating, Space Cooling | Heat pump - Air Source HP (Multi-Family) | Heat pump - Air Source HP | Multifamily | HVAC | Services | Space Heating | Air Source HP | Heat pump | [5 empty] | 8.5 |  | 15 | [6 empty] | ASHRAE 90.2 | $/Unit | 0 | 0 | 4107.45
NE0918 | HVAC Systems | Space Heating, Space Cooling | Heat pump - Air Source HP (Multi-Family) | Heat pump - Air Source HP | Multifamily | HVAC | Services | Space Heating | Air Source HP | Heat pump | [5 empty] | 8.5 |  | 15 | [6 empty] | ASHRAE 90.2 | $/Unit | 0 | 0 | 4026.41
NE0919 | HVAC Systems | Space Heating, Space Cooling | Heat pump - Air Source HP (Multi-Family) | Heat pump - Air Source HP | Multifamily | HVAC | Services | Space Heating | Air Source HP | Heat pump | [5 empty] | 8.5 |  | 15 | [6 empty] | ASHRAE 90.2 | $/Unit | 0 | 0 | 4482.03
NE0920 | HVAC Systems | Space Heating, Space Cooling | Heat pump - Air Source HP (Multi-Family) | Heat pump - Air Source HP | Multifamily | HVAC | Services | Space Heating | Air Source HP | Heat pump | [5 empty] | 8.5 |  | 15 | [6 empty] | ASHRAE 90.2 | $/Unit | 0 | 0 | 5042.4
NE0921 | HVAC Systems | Space Heating, Space Cooling | Heat pump - Air Source HP (Multi-Family) | Heat pump - Air Source HP | Multifamily | HVAC | Services | Space Heating | Air Source HP | Heat pump | [5 empty] | 9 |  | 16 | [6 empty] | ASHRAE 90.2 | $/Unit | 0 | 0 | 3787.24
NE0922 | HVAC Systems | Space Heating, Space Cooling | Heat pump - Air Source HP (Multi-Family) | Heat pump - Air Source HP | Multifamily | HVAC | Services | Space Heating | Air Source HP | Heat pump | [5 empty] | 9 |  | 16 | [6 empty] | ASHRAE 90.2 | $/Unit | 0 | 0 | 5287.51
NE0923 | HVAC Systems | Space Heating, Space Cooling | Heat pump - Air Source HP (Multi-Family) | Heat pump - Air Source HP | Multifamily | HVAC | Services | Space Heating | Air Source HP | Heat pump | [5 empty] | 9 |  | 16 | [6 empty] | ASHRAE 90.2 | $/Unit | 0 | 0 | 4166.75
NE0924 | HVAC Systems | Space Heating, Space Cooling | Heat pump - Air Source HP (Multi-Family) | Heat pump - Air Source HP | Multifamily | HVAC | Services | Space Heating | Air Source HP | Heat pump | [5 empty] | 9 |  | 16 | [6 empty] | ASHRAE 90.2 | $/Unit | 0 | 0 | 6094.96
NE0925 | HVAC Systems | Space Heating, Space Cooling | Heat pump - Air Source HP (Multi-Family) | Heat pump - Air Source HP | Multifamily | HVAC | Services | Space Heating | Air Source HP | Heat pump | [5 empty] | 9 |  | 16 | [6 empty] | ASHRAE 90.2 | $/Unit | 0 | 0 | 4551.2
NE0926 | HVAC Systems | Space Heating, Space Cooling | Heat pump - Air Source HP (Multi-Family) | Heat pump - Air Source HP | Multifamily | HVAC | Services | Space Heating | Air Source HP | Heat pump | [5 empty] | 9 |  | 16 | [6 empty] | ASHRAE 90.2 | $/Unit | 0 | 0 | 7449.95
NE0927 | HVAC Systems | Space Heating, Space Cooling | Heat pump - Air Source HP (Multi-Family) | Heat pump - Air Source HP | Multifamily | HVAC | Services | Space Heating | Air Source HP | Heat pump | [5 empty] | 9 |  | 16 | [6 empty] | ASHRAE 90.2 | $/Unit | 0 | 0 | 5027.57
NE0928 | HVAC Systems | Space Heating, Space Cooling | Heat pump - Air Source HP (Multi-Family) | Heat pump - Air Source HP | Multifamily | HVAC | Services | Space Heating | Air Source HP | Heat pump | [5 empty] | 9 |  | 16 | [6 empty] | ASHRAE 90.2 | $/Unit | 0 | 0 | 8533.14
NE0929 | HVAC Systems | Space Heating, Space Cooling | Heat pump - Air Source HP (Multi-Family) | Heat pump - Air Source HP | Multifamily | HVAC | Services | Space Heating | Air Source HP | Heat pump | [5 empty] | 9.5 |  | 18 | [6 empty] | ASHRAE 90.2 | $/Unit | 0 | 0 | 6429.01
NE0930 | HVAC Systems | Space Heating, Space Cooling | Heat pump - Air Source HP (Multi-Family) | Heat pump - Air Source HP | Multifamily | HVAC | Services | Space Heating | Air Source HP | Heat pump | [5 empty] | 9.5 |  | 18 | [6 empty] | ASHRAE 90.2 | $/Unit | 0 | 0 | 6729.46
NE0931 | HVAC Systems | Space Heating, Space Cooling | Heat pump - Air Source HP (Multi-Family) | Heat pump - Air Source HP | Multifamily | HVAC | Services | Space Heating | Air Source HP | Heat pump | [5 empty] | 9.5 |  | 18 | [6 empty] | ASHRAE 90.2 | $/Unit | 0 | 0 | 8065.67
NE0932 | HVAC Systems | Space Heating, Space Cooling | Heat pump - Air Source HP (Multi-Family) | Heat pump - Air Source HP | Multifamily | HVAC | Services | Space Heating | Air Source HP | Heat pump | [5 empty] | 9.5 |  | 18 | [6 empty] | ASHRAE 90.2 | $/Unit | 0 | 0 | 9139.97
NE1011 | HVAC Systems | Space Heating, Space Cooling | Heat pump - Air Source HP (Residential) | Heat pump - Air Source HP | Residential | HVAC | Services | Space Heating | Air Source HP | Heat pump | [5 empty] | 7.7 |  | 13 | [6 empty] | ASHRAE 90.2 | $/Unit | 0 | 0 | 2608.17
NE1012 | HVAC Systems | Space Heating, Space Cooling | Heat pump - Air Source HP (Residential) | Heat pump - Air Source HP | Residential | HVAC | Services | Space Heating | Air Source HP | Heat pump | [5 empty] | 7.7 |  | 13 | [6 empty] | ASHRAE 90.2 | $/Unit | 0 | 0 | 4729.1
NE1013 | HVAC Systems | Space Heating, Space Cooling | Heat pump - Air Source HP (Residential) | Heat pump - Air Source HP | Residential | HVAC | Services | Space Heating | Air Source HP | Heat pump | [5 empty] | 7.7 |  | 13 | [6 empty] | ASHRAE 90.2 | $/Unit | 0 | 0 | 3050.94
NE1014 | HVAC Systems | Space Heating, Space Cooling | Heat pump - Air Source HP (Residential) | Heat pump - Air Source HP | Residential | HVAC | Services | Space Heating | Air Source HP | Heat pump | [5 empty] | 7.7 |  | 13 | [6 empty] | ASHRAE 90.2 | $/Unit | 0 | 0 | 5200.53
NE1015 | HVAC Systems | Space Heating, Space Cooling | Heat pump - Air Source HP (Residential) | Heat pump - Air Source HP | Residential | HVAC | Services | Space Heating | Air Source HP | Heat pump | [5 empty] | 7.7 |  | 13 | [6 empty] | ASHRAE 90.2 | $/Unit | 0 | 0 | 3630.1
NE1016 | HVAC Systems | Space Heating, Space Cooling | Heat pump - Air Source HP (Residential) | Heat pump - Air Source HP | Residential | HVAC | Services | Space Heating | Air Source HP | Heat pump | [5 empty] | 7.7 |  | 13 | [6 empty] | ASHRAE 90.2 | $/Unit | 0 | 0 | 6250.13
NE1017 | HVAC Systems | Space Heating, Space Cooling | Heat pump - Air Source HP (Residential) | Heat pump - Air Source HP | Residential | HVAC | Services | Space Heating | Air Source HP | Heat pump | [5 empty] | 7.7 |  | 13 | [6 empty] | ASHRAE 90.2 | $/Unit | 0 | 0 | 4073.85
NE1018 | HVAC Systems | Space Heating, Space Cooling | Heat pump - Air Source HP (Residential) | Heat pump - Air Source HP | Residential | HVAC | Services | Space Heating | Air Source HP | Heat pump | [5 empty] | 7.7 |  | 13 | [6 empty] | ASHRAE 90.2 | $/Unit | 0 | 0 | 7362.97
NE1019 | HVAC Systems | Space Heating, Space Cooling | Heat pump - Air Source HP (Residential) | Heat pump - Air Source HP | Residential | HVAC | Services | Space Heating | Air Source HP | Heat pump | [5 empty] | 8 |  | 14 | [6 empty] | ASHRAE 90.2 | $/Unit | 0 | 0 | 2038.9
NE1020 | HVAC Systems | Space Heating, Space Cooling | Heat pump - Air Source HP (Residential) | Heat pump - Air Source HP | Residential | HVAC | Services | Space Heating | Air Source HP | Heat pump | [5 empty] | 8 |  | 14 | [6 empty] | ASHRAE 90.2 | $/Unit | 0 | 0 | 2172.32
NE1021 | HVAC Systems | Space Heating, Space Cooling | Heat pump - Air Source HP (Residential) | Heat pump - Air Source HP | Residential | HVAC | Services | Space Heating | Air Source HP | Heat pump | [5 empty] | 8 |  | 14 | [6 empty] | ASHRAE 90.2 | $/Unit | 0 | 0 | 2334.4
NE1022 | HVAC Systems | Space Heating, Space Cooling | Heat pump - Air Source HP (Residential) | Heat pump - Air Source HP | Residential | HVAC | Services | Space Heating | Air Source HP | Heat pump | [5 empty] | 8 |  | 14 | [6 empty] | ASHRAE 90.2 | $/Unit | 0 | 0 | 3975.02
NE1023 | HVAC Systems | Space Heating, Space Cooling | Heat pump - Air Source HP (Residential) | Heat pump - Air Source HP | Residential | HVAC | Services | Space Heating | Air Source HP | Heat pump | [5 empty] | 8 |  | 14 | [6 empty] | ASHRAE 90.2 | $/Unit | 0 | 0 | 2612.13
NE1024 | HVAC Systems | Space Heating, Space Cooling | Heat pump - Air Source HP (Residential) | Heat pump - Air Source HP | Residential | HVAC | Services | Space Heating | Air Source HP | Heat pump | [5 empty] | 8 |  | 14 | [6 empty] | ASHRAE 90.2 | $/Unit | 0 | 0 | 4380.23
NE0937 | HVAC Systems | Space Heating | Furnace - Upright Furnace (Multi-Family) | Furnace - Upright Furnace | Multifamily | HVAC | Services | Space Heating | Upright Furnace | Furnace |  |  | 80 | 78 | 80 | [9 empty] | ASHRAE 90.2 | $/Unit | 0 | 0 | 682.92
NE0938 | HVAC Systems | Space Heating | Furnace - Upright Furnace (Multi-Family) | Furnace - Upright Furnace | Multifamily | HVAC | Services | Space Heating | Upright Furnace | Furnace |  |  | 80 | 78 | 80 | [9 empty] | ASHRAE 90.2 | $/Unit | 0 | 0 | 1971.7
NE0939 | HVAC Systems | Space Heating | Furnace - Upright Furnace (Multi-Family) | Furnace - Upright Furnace | Multifamily | HVAC | Services | Space Heating | Upright Furnace | Furnace |  |  | 100 | 96 | 80 | [9 empty] | ASHRAE 90.2 | $/Unit | 0 | 0 | 860.82
NE0940 | HVAC Systems | Space Heating | Furnace - Upright Furnace (Multi-Family) | Furnace - Upright Furnace | Multifamily | HVAC | Services | Space Heating | Upright Furnace | Furnace |  |  | 100 | 96 | 80 | [9 empty] | ASHRAE 90.2 | $/Unit | 0 | 0 | 2113.03
NE0949 | HVAC Systems | Space Heating | Furnace - Upright Furnace (Multi-Family) | Furnace - Upright Furnace | Multifamily | HVAC | Services | Space Heating | Upright Furnace | Furnace |  |  | 50 | 40 | 90 | [9 empty] | ASHRAE 90.2 | $/Unit | 0 | 0 | 1742.4
NE0950 | HVAC Systems | Space Heating | Furnace - Upright Furnace (Multi-Family) | Furnace - Upright Furnace | Multifamily | HVAC | Services | Space Heating | Upright Furnace | Furnace |  |  | 64 | 60 | 90 | [9 empty] | ASHRAE 90.2 | $/Unit | 0 | 0 | 2081.4
NE0951 | HVAC Systems | Space Heating | Furnace - Upright Furnace (Multi-Family) | Furnace - Upright Furnace | Multifamily | HVAC | Services | Space Heating | Upright Furnace | Furnace |  |  | 80 | 78 | 90 | [9 empty] | ASHRAE 90.2 | $/Unit | 0 | 0 | 2612.13
NE0952 | HVAC Systems | Space Heating | Furnace - Upright Furnace (Multi-Family) | Furnace - Upright Furnace | Multifamily | HVAC | Services | Space Heating | Upright Furnace | Furnace |  |  | 100 | 96 | 90 | [9 empty] | ASHRAE 90.2 | $/Unit | 0 | 0 | 2941.24
NE0957 | HVAC Systems | Space Heating | Furnace - Upright Furnace (Multi-Family) | Furnace - Upright Furnace | Multifamily | HVAC | Services | Space Heating | Upright Furnace | Furnace |  |  | 50 | 40 | 92 | [9 empty] | ASHRAE 90.2 | $/Unit | 0 | 0 | 1369.81
NE0958 | HVAC Systems | Space Heating | Furnace - Upright Furnace (Multi-Family) | Furnace - Upright Furnace | Multifamily | HVAC | Services | Space Heating | Upright Furnace | Furnace |  |  | 64 | 60 | 92 | [9 empty] | ASHRAE 90.2 | $/Unit | 0 | 0 | 1405.39
NE0959 | HVAC Systems | Space Heating | Furnace - Upright Furnace (Multi-Family) | Furnace - Upright Furnace | Multifamily | HVAC | Services | Space Heating | Upright Furnace | Furnace |  |  | 80 | 78 | 92 | [9 empty] | ASHRAE 90.2 | $/Unit | 0 | 0 | 1454.81
NE0963 | HVAC Systems | Space Heating | Furnace - Upright Furnace (Multi-Family) | Furnace - Upright Furnace | Multifamily | HVAC | Services | Space Heating | Upright Furnace | Furnace |  |  | 50 | 40 | 94 | [9 empty] | ASHRAE 90.2 | $/Unit | 0 | 0 | 2229.65
NE0964 | HVAC Systems | Space Heating | Furnace - Upright Furnace (Multi-Family) | Furnace - Upright Furnace | Multifamily | HVAC | Services | Space Heating | Upright Furnace | Furnace |  |  | 64 | 60 | 94 | [9 empty] | ASHRAE 90.2 | $/Unit | 0 | 0 | 2985.71
NE0965 | HVAC Systems | Space Heating | Furnace - Upright Furnace (Multi-Family) | Furnace - Upright Furnace | Multifamily | HVAC | Services | Space Heating | Upright Furnace | Furnace |  |  | 80 | 78 | 94 | [9 empty] | ASHRAE 90.2 | $/Unit | 0 | 0 | 2319.58
NE0966 | HVAC Systems | Space Heating | Furnace - Upright Furnace (Multi-Family) | Furnace - Upright Furnace | Multifamily | HVAC | Services | Space Heating | Upright Furnace | Furnace |  |  | 80 | 78 | 94 | [9 empty] | ASHRAE 90.2 | $/Unit | 0 | 0 | 4279.42
NE0967 | HVAC Systems | Space Heating | Furnace - Upright Furnace (Multi-Family) | Furnace - Upright Furnace | Multifamily | HVAC | Services | Space Heating | Upright Furnace | Furnace |  |  | 100 | 96 | 94 | [9 empty] | ASHRAE 90.2 | $/Unit | 0 | 0 | 5510.86
NE0974 | HVAC Systems | Space Heating | Furnace - Upright Furnace (Multi-Family) | Furnace - Upright Furnace | Multifamily | HVAC | Services | Space Heating | Upright Furnace | Furnace |  |  | 50 | 40 | 96 | [9 empty] | ASHRAE 90.2 | $/Unit | 0 | 0 | 2271.15
NE0975 | HVAC Systems | Space Heating | Furnace - Upright Furnace (Multi-Family) | Furnace - Upright Furnace | Multifamily | HVAC | Services | Space Heating | Upright Furnace | Furnace |  |  | 64 | 60 | 96 | [9 empty] | ASHRAE 90.2 | $/Unit | 0 | 0 | 2229.65
NE0976 | HVAC Systems | Space Heating | Furnace - Upright Furnace (Multi-Family) | Furnace - Upright Furnace | Multifamily | HVAC | Services | Space Heating | Upright Furnace | Furnace |  |  | 80 | 78 | 96 | [9 empty] | ASHRAE 90.2 | $/Unit | 0 | 0 | 2286.97
NE0977 | HVAC Systems | Space Heating | Furnace - Upright Furnace (Multi-Family) | Furnace - Upright Furnace | Multifamily | HVAC | Services | Space Heating | Upright Furnace | Furnace |  |  | 100 | 96 | 96 | [9 empty] | ASHRAE 90.2 | $/Unit | 0 | 0 | 2310.69
NE1049 | HVAC Systems | Space Heating | Furnace - Upright Furnace (Residential) | Furnace - Upright Furnace | Residential | HVAC | Services | Space Heating | Upright Furnace | Furnace |  |  | 50 | 40 | 80 | [9 empty] | ASHRAE 90.2 | $/Unit | 0 | 0 | 688.86
NE1050 | HVAC Systems | Space Heating | Furnace - Upright Furnace (Residential) | Furnace - Upright Furnace | Residential | HVAC | Services | Space Heating | Upright Furnace | Furnace |  |  | 50 | 40 | 80 | [9 empty] | ASHRAE 90.2 | $/Unit | 0 | 0 | 1774.04
NE1051 | HVAC Systems | Space Heating | Furnace - Upright Furnace (Residential) | Furnace - Upright Furnace | Residential | HVAC | Services | Space Heating | Upright Furnace | Furnace |  |  | 64 | 60 | 80 | [9 empty] | ASHRAE 90.2 | $/Unit | 0 | 0 | 709.61
NE1052 | HVAC Systems | Space Heating | Furnace - Upright Furnace (Residential) | Furnace - Upright Furnace | Residential | HVAC | Services | Space Heating | Upright Furnace | Furnace |  |  | 64 | 60 | 80 | [9 empty] | ASHRAE 90.2 | $/Unit | 0 | 0 | 1857.05
NE1053 | HVAC Systems | Space Heating | Furnace - Upright Furnace (Residential) | Furnace - Upright Furnace | Residential | HVAC | Services | Space Heating | Upright Furnace | Furnace |  |  | 80 | 78 | 80 | [9 empty] | ASHRAE 90.2 | $/Unit | 0 | 0 | 726.41
NE1054 | HVAC Systems | Space Heating | Furnace - Upright Furnace (Residential) | Furnace - Upright Furnace | Residential | HVAC | Services | Space Heating | Upright Furnace | Furnace |  |  | 80 | 78 | 80 | [9 empty] | ASHRAE 90.2 | $/Unit | 0 | 0 | 2097.21
NE1055 | HVAC Systems | Space Heating | Furnace - Upright Furnace (Residential) | Furnace - Upright Furnace | Residential | HVAC | Services | Space Heating | Upright Furnace | Furnace |  |  | 100 | 96 | 80 | [9 empty] | ASHRAE 90.2 | $/Unit | 0 | 0 | 915.19
NE1056 | HVAC Systems | Space Heating | Furnace - Upright Furnace (Residential) | Furnace - Upright Furnace | Residential | HVAC | Services | Space Heating | Upright Furnace | Furnace |  |  | 100 | 96 | 80 | [9 empty] | ASHRAE 90.2 | $/Unit | 0 | 0 | 2248.42
NE1065 | HVAC Systems | Space Heating | Furnace - Upright Furnace (Residential) | Furnace - Upright Furnace | Residential | HVAC | Services | Space Heating | Upright Furnace | Furnace |  |  | 50 | 40 | 90 | [9 empty] | ASHRAE 90.2 | $/Unit | 0 | 0 | 1854.09
NE1066 | HVAC Systems | Space Heating | Furnace - Upright Furnace (Residential) | Furnace - Upright Furnace | Residential | HVAC | Services | Space Heating | Upright Furnace | Furnace |  |  | 64 | 60 | 90 | [9 empty] | ASHRAE 90.2 | $/Unit | 0 | 0 | 2213.83
NE1067 | HVAC Systems | Space Heating | Furnace - Upright Furnace (Residential) | Furnace - Upright Furnace | Residential | HVAC | Services | Space Heating | Upright Furnace | Furnace |  |  | 80 | 78 | 90 | [9 empty] | ASHRAE 90.2 | $/Unit | 0 | 0 | 2778.16
NE1068 | HVAC Systems | Space Heating | Furnace - Upright Furnace (Residential) | Furnace - Upright Furnace | Residential | HVAC | Services | Space Heating | Upright Furnace | Furnace |  |  | 100 | 96 | 90 | [9 empty] | ASHRAE 90.2 | $/Unit | 0 | 0 | 3128.03
NE1073 | HVAC Systems | Space Heating | Furnace - Upright Furnace (Residential) | Furnace - Upright Furnace | Residential | HVAC | Services | Space Heating | Upright Furnace | Furnace |  |  | 50 | 40 | 92 | [9 empty] | ASHRAE 90.2 | $/Unit | 0 | 0 | 1456.78
NE1074 | HVAC Systems | Space Heating | Furnace - Upright Furnace (Residential) | Furnace - Upright Furnace | Residential | HVAC | Services | Space Heating | Upright Furnace | Furnace |  |  | 64 | 60 | 92 | [9 empty] | ASHRAE 90.2 | $/Unit | 0 | 0 | 1495.33
NE1075 | HVAC Systems | Space Heating | Furnace - Upright Furnace (Residential) | Furnace - Upright Furnace | Residential | HVAC | Services | Space Heating | Upright Furnace | Furnace |  |  | 80 | 78 | 92 | [9 empty] | ASHRAE 90.2 | $/Unit | 0 | 0 | 1547.71
NE1079 | HVAC Systems | Space Heating | Furnace - Upright Furnace (Residential) | Furnace - Upright Furnace | Residential | HVAC | Services | Space Heating | Upright Furnace | Furnace |  |  | 50 | 40 | 94 | [9 empty] | ASHRAE 90.2 | $/Unit | 0 | 0 | 2371.97
NE1080 | HVAC Systems | Space Heating | Furnace - Upright Furnace (Residential) | Furnace - Upright Furnace | Residential | HVAC | Services | Space Heating | Upright Furnace | Furnace |  |  | 64 | 60 | 94 | [9 empty] | ASHRAE 90.2 | $/Unit | 0 | 0 | 3175.46
NE1081 | HVAC Systems | Space Heating | Furnace - Upright Furnace (Residential) | Furnace - Upright Furnace | Residential | HVAC | Services | Space Heating | Upright Furnace | Furnace |  |  | 80 | 78 | 94 | [9 empty] | ASHRAE 90.2 | $/Unit | 0 | 0 | 2467.83
NE1082 | HVAC Systems | Space Heating | Furnace - Upright Furnace (Residential) | Furnace - Upright Furnace | Residential | HVAC | Services | Space Heating | Upright Furnace | Furnace |  |  | 80 | 78 | 94 | [9 empty] | ASHRAE 90.2 | $/Unit | 0 | 0 | 4553.18
NE1083 | HVAC Systems | Space Heating | Furnace - Upright Furnace (Residential) | Furnace - Upright Furnace | Residential | HVAC | Services | Space Heating | Upright Furnace | Furnace |  |  | 100 | 96 | 94 | [9 empty] | ASHRAE 90.2 | $/Unit | 0 | 0 | 5862.7
NE1090 | HVAC Systems | Space Heating | Furnace - Upright Furnace (Residential) | Furnace - Upright Furnace | Residential | HVAC | Services | Space Heating | Upright Furnace | Furnace |  |  | 50 | 40 | 96 | [9 empty] | ASHRAE 90.2 | $/Unit | 0 | 0 | 2416.44
NE1091 | HVAC Systems | Space Heating | Furnace - Upright Furnace (Residential) | Furnace - Upright Furnace | Residential | HVAC | Services | Space Heating | Upright Furnace | Furnace |  |  | 64 | 60 | 96 | [9 empty] | ASHRAE 90.2 | $/Unit | 0 | 0 | 2371.97
NE1092 | HVAC Systems | Space Heating | Furnace - Upright Furnace (Residential) | Furnace - Upright Furnace | Residential | HVAC | Services | Space Heating | Upright Furnace | Furnace |  |  | 80 | 78 | 96 | [9 empty] | ASHRAE 90.2 | $/Unit | 0 | 0 | 2432.25
NE1093 | HVAC Systems | Space Heating | Furnace - Upright Furnace (Residential) | Furnace - Upright Furnace | Residential | HVAC | Services | Space Heating | Upright Furnace | Furnace |  |  | 100 | 96 | 96 | [9 empty] | ASHRAE 90.2 | $/Unit | 0 | 0 | 2457.95
NE0891 | HVAC Systems | Space Heating, Space Cooling | Heat pump - Air Source HP (Multi-Family) | Heat pump - Air Source HP | Multifamily | HVAC | Services | Space Heating | Air Source HP | Heat pump | [5 empty] | 7.7 |  | 13 | [6 empty] | ASHRAE 90.2 | $/Unit | 0 | 0 | 1732.52
NE0892 | HVAC Systems | Space Heating, Space Cooling | Heat pump - Air Source HP (Multi-Family) | Heat pump - Air Source HP | Multifamily | HVAC | Services | Space Heating | Air Source HP | Heat pump | [5 empty] | 7.7 |  | 13 | [6 empty] | ASHRAE 90.2 | $/Unit | 0 | 0 | 1991.46
NE0893 | HVAC Systems | Space Heating, Space Cooling | Heat pump - Air Source HP (Multi-Family) | Heat pump - Air Source HP | Multifamily | HVAC | Services | Space Heating | Air Source HP | Heat pump | [5 empty] | 7.7 |  | 13 | [6 empty] | ASHRAE 90.2 | $/Unit | 0 | 0 | 2227.67
NE0894 | HVAC Systems | Space Heating, Space Cooling | Heat pump - Air Source HP (Multi-Family) | Heat pump - Air Source HP | Multifamily | HVAC | Services | Space Heating | Air Source HP | Heat pump | [5 empty] | 7.7 |  | 13 | [6 empty] | ASHRAE 90.2 | $/Unit | 0 | 0 | 4113.38
NE0895 | HVAC Systems | Space Heating, Space Cooling | Heat pump - Air Source HP (Multi-Family) | Heat pump - Air Source HP | Multifamily | HVAC | Services | Space Heating | Air Source HP | Heat pump | [5 empty] | 7.7 |  | 13 | [6 empty] | ASHRAE 90.2 | $/Unit | 0 | 0 | 2452.02
NE0896 | HVAC Systems | Space Heating, Space Cooling | Heat pump - Air Source HP (Multi-Family) | Heat pump - Air Source HP | Multifamily | HVAC | Services | Space Heating | Air Source HP | Heat pump | [5 empty] | 7.7 |  | 13 | [6 empty] | ASHRAE 90.2 | $/Unit | 0 | 0 | 4444.46
NE1078 | HVAC Systems | Space Heating | Furnace - Horizontal Furnace (Residential) | Furnace - Horizontal Furnace | Residential | HVAC | Services | Space Heating | Horizontal Furnace | Furnace |  |  | 80 | 78 | 92 | [9 empty] | ASHRAE 90.2 | $/Unit | 0 | 0 | 1900.54
NE1084 | HVAC Systems | Space Heating | Furnace - Horizontal Furnace (Residential) | Furnace - Horizontal Furnace | Residential | HVAC | Services | Space Heating | Horizontal Furnace | Furnace |  |  | 50 | 40 | 94 | [9 empty] | ASHRAE 90.2 | $/Unit | 0 | 0 | 2371.97
NE1085 | HVAC Systems | Space Heating | Furnace - Horizontal Furnace (Residential) | Furnace - Horizontal Furnace | Residential | HVAC | Services | Space Heating | Horizontal Furnace | Furnace |  |  | 50 | 40 | 94 | [9 empty] | ASHRAE 90.2 | $/Unit | 0 | 0 | 5219.31
NE1086 | HVAC Systems | Space Heating | Furnace - Horizontal Furnace (Residential) | Furnace - Horizontal Furnace | Residential | HVAC | Services | Space Heating | Horizontal Furnace | Furnace |  |  | 64 | 60 | 94 | [9 empty] | ASHRAE 90.2 | $/Unit | 0 | 0 | 5440.69
NE1087 | HVAC Systems | Space Heating | Furnace - Horizontal Furnace (Residential) | Furnace - Horizontal Furnace | Residential | HVAC | Services | Space Heating | Horizontal Furnace | Furnace |  |  | 80 | 78 | 94 | [9 empty] | ASHRAE 90.2 | $/Unit | 0 | 0 | 2467.83
NE1088 | HVAC Systems | Space Heating | Furnace - Horizontal Furnace (Residential) | Furnace - Horizontal Furnace | Residential | HVAC | Services | Space Heating | Horizontal Furnace | Furnace |  |  | 80 | 78 | 94 | [9 empty] | ASHRAE 90.2 | $/Unit | 0 | 0 | 5671.96
NE1089 | HVAC Systems | Space Heating | Furnace - Horizontal Furnace (Residential) | Furnace - Horizontal Furnace | Residential | HVAC | Services | Space Heating | Horizontal Furnace | Furnace |  |  | 100 | 96 | 94 | [9 empty] | ASHRAE 90.2 | $/Unit | 0 | 0 | 5985.26
NE1094 | HVAC Systems | Space Heating | Furnace - Horizontal Furnace (Residential) | Furnace - Horizontal Furnace | Residential | HVAC | Services | Space Heating | Horizontal Furnace | Furnace |  |  | 64 | 60 | 96 | [9 empty] | ASHRAE 90.2 | $/Unit | 0 | 0 | 2570.61
NE1095 | HVAC Systems | Space Heating | Furnace - Horizontal Furnace (Residential) | Furnace - Horizontal Furnace | Residential | HVAC | Services | Space Heating | Horizontal Furnace | Furnace |  |  | 80 | 78 | 96 | [9 empty] | ASHRAE 90.2 | $/Unit | 0 | 0 | 2608.17
NE1096 | HVAC Systems | Space Heating | Furnace - Horizontal Furnace (Residential) | Furnace - Horizontal Furnace | Residential | HVAC | Services | Space Heating | Horizontal Furnace | Furnace |  |  | 100 | 96 | 96 | [9 empty] | ASHRAE 90.2 | $/Unit | 0 | 0 | 2659.56
NE1292 | HVAC Systems | Space Heating | Boiler - Hot water boiler (Commercial Retrofit) | Boiler - Hot water boiler | Commercial Retrofit | HVAC | Services | Space Heating | Hot water boiler | Boiler | [14 empty] | DEER | $/kBtuh | 0 | 9.19 | 11.71
NE1293 | HVAC Systems | Space Heating | Boiler - Hot water boiler (Commercial) | Boiler - Hot water boiler | Commercial | HVAC | Services | Space Heating | Hot water boiler | Boiler | [14 empty] | DEER | $/kBtuh | 0 | 6.37 | 11.71
NE1294 | HVAC Systems | Space Heating | Boiler - Hot water boiler (Commercial Retrofit) | Boiler - Hot water boiler | Commercial Retrofit | HVAC | Services | Space Heating | Hot water boiler | Boiler | [14 empty] | DEER | $/kBtuh | 0 | 4.96 | 9.47
NE1295 | HVAC Systems | Space Heating | Boiler - Hot water boiler (Commercial) | Boiler - Hot water boiler | Commercial | HVAC | Services | Space Heating | Hot water boiler | Boiler | [14 empty] | DEER | $/kBtuh | 0 | 3.22 | 9.47
NE1296 | HVAC Systems | Space Heating | Boiler - Hot water boiler (Commercial Retrofit) | Boiler - Hot water boiler | Commercial Retrofit | HVAC | Services | Space Heating | Hot water boiler | Boiler |  |  |  |  | 84.5 | [9 empty] | DEER | $/kBtuh | 0 | 20.27 | 20.85
NE1297 | HVAC Systems | Space Heating | Boiler - Hot water boiler (Commercial) | Boiler - Hot water boiler | Commercial | HVAC | Services | Space Heating | Hot water boiler | Boiler |  |  |  |  | 84.5 | [9 empty] | DEER | $/kBtuh | 0 | 13.42 | 20.85
NE1304 | HVAC Systems | Space Heating | Boiler - Hot water boiler (Commercial Retrofit) | Boiler - Hot water boiler | Commercial Retrofit | HVAC | Services | Space Heating | Hot water boiler | Boiler | [14 empty] | DEER | $/kBtuh | 0 | 9.19 | 9.9
NE1305 | HVAC Systems | Space Heating | Boiler - Hot water boiler (Commercial) | Boiler - Hot water boiler | Commercial | HVAC | Services | Space Heating | Hot water boiler | Boiler | [14 empty] | DEER | $/kBtuh | 0 | 6.37 | 9.9
NE1306 | HVAC Systems | Space Heating | Boiler - Hot water boiler (Commercial Retrofit) | Boiler - Hot water boiler | Commercial Retrofit | HVAC | Services | Space Heating | Hot water boiler | Boiler | [14 empty] | DEER | $/kBtuh | 0 | 4.96 | 8.54
NE1307 | HVAC Systems | Space Heating | Boiler - Hot water boiler (Commercial) | Boiler - Hot water boiler | Commercial | HVAC | Services | Space Heating | Hot water boiler | Boiler | [14 empty] | DEER | $/kBtuh | 0 | 3.22 | 8.54
NE1308 | HVAC Systems | Space Heating | Boiler - Hot water boiler (Commercial Retrofit) | Boiler - Hot water boiler | Commercial Retrofit | HVAC | Services | Space Heating | Hot water boiler | Boiler | [14 empty] | DEER | $/kBtuh | 0 | 20.27 | 15.59
NE1309 | HVAC Systems | Space Heating | Boiler - Hot water boiler (Commercial) | Boiler - Hot water boiler | Commercial | HVAC | Services | Space Heating | Hot water boiler | Boiler | [14 empty] | DEER | $/kBtuh | 0 | 13.42 | 15.59
NE1316 | HVAC Systems | Space Heating | Boiler - Hot water boiler (Commercial Retrofit) | Boiler - Hot water boiler | Commercial Retrofit | HVAC | Services | Space Heating | Hot water boiler | Boiler |  |  |  |  | 85 | [9 empty] | DEER | $/kBtuh | 0 | 9.19 | 12.83
NE1317 | HVAC Systems | Space Heating | Boiler - Hot water boiler (Commercial) | Boiler - Hot water boiler | Commercial | HVAC | Services | Space Heating | Hot water boiler | Boiler |  |  |  |  | 85 | [9 empty] | DEER | $/kBtuh | 0 | 6.37 | 12.83
NE1318 | HVAC Systems | Space Heating | Boiler - Hot water boiler (Commercial Retrofit) | Boiler - Hot water boiler | Commercial Retrofit | HVAC | Services | Space Heating | Hot water boiler | Boiler |  |  |  |  | 85 | [9 empty] | DEER | $/kBtuh | 0 | 4.96 | 10.06
NE1319 | HVAC Systems | Space Heating | Boiler - Hot water boiler (Commercial) | Boiler - Hot water boiler | Commercial | HVAC | Services | Space Heating | Hot water boiler | Boiler |  |  |  |  | 85 | [9 empty] | DEER | $/kBtuh | 0 | 3.22 | 10.06
NE1320 | HVAC Systems | Space Heating | Boiler - Hot water boiler (Commercial Retrofit) | Boiler - Hot water boiler | Commercial Retrofit | HVAC | Services | Space Heating | Hot water boiler | Boiler |  |  |  |  | 84.5 | [9 empty] | DEER | $/kBtuh | 0 | 20.27 | 29.2
NE1321 | HVAC Systems | Space Heating | Boiler - Hot water boiler (Commercial) | Boiler - Hot water boiler | Commercial | HVAC | Services | Space Heating | Hot water boiler | Boiler |  |  |  |  | 84.5 | [9 empty] | DEER | $/kBtuh | 0 | 13.42 | 29.2
NE1322 | HVAC Systems | Space Heating | Boiler - Hot water boiler (Commercial Retrofit) | Boiler - Hot water boiler | Commercial Retrofit | HVAC | Services | Space Heating | Hot water boiler | Boiler |  |  |  |  | 85 | [9 empty] | DEER | $/kBtuh | 0 | 9.79 | 13.18
NE1323 | HVAC Systems | Space Heating | Boiler - Hot water boiler (Commercial) | Boiler - Hot water boiler | Commercial | HVAC | Services | Space Heating | Hot water boiler | Boiler |  |  |  |  | 85 | [9 empty] | DEER | $/kBtuh | 0 | 6.98 | 13.18
NE1324 | HVAC Systems | Space Heating | Boiler - Hot water boiler (Commercial Retrofit) | Boiler - Hot water boiler | Commercial Retrofit | HVAC | Services | Space Heating | Hot water boiler | Boiler |  |  |  |  | 85 | [9 empty] | DEER | $/kBtuh | 0 | 4.9 | 11.97
NE1325 | HVAC Systems | Space Heating | Boiler - Hot water boiler (Commercial) | Boiler - Hot water boiler | Commercial | HVAC | Services | Space Heating | Hot water boiler | Boiler |  |  |  |  | 85 | [9 empty] | DEER | $/kBtuh | 0 | 3.15 | 11.97
NE1326 | HVAC Systems | Space Heating | Boiler - Hot water boiler (Commercial Retrofit) | Boiler - Hot water boiler | Commercial Retrofit | HVAC | Services | Space Heating | Hot water boiler | Boiler |  |  |  |  | 82 | [9 empty] | DEER | $/kBtuh | 0 | 21 | 22.57
NE1327 | HVAC Systems | Space Heating | Boiler - Hot water boiler (Commercial) | Boiler - Hot water boiler | Commercial | HVAC | Services | Space Heating | Hot water boiler | Boiler |  |  |  |  | 82 | [9 empty] | DEER | $/kBtuh | 0 | 14.15 | 22.57
NE1298 | HVAC Systems | Space Heating | Boiler - Steam boiler (Commercial Retrofit) | Boiler - Steam boiler | Commercial Retrofit | HVAC | Services | Space Heating | Steam boiler | Boiler |  |  |  |  | 85 | [9 empty] | DEER | $/kBtuh | 0 | 9.79 | 12.06
NE1299 | HVAC Systems | Space Heating | Boiler - Steam boiler (Commercial) | Boiler - Steam boiler | Commercial | HVAC | Services | Space Heating | Steam boiler | Boiler |  |  |  |  | 85 | [9 empty] | DEER | $/kBtuh | 0 | 6.98 | 12.06
NE1300 | HVAC Systems | Space Heating | Boiler - Steam boiler (Commercial Retrofit) | Boiler - Steam boiler | Commercial Retrofit | HVAC | Services | Space Heating | Steam boiler | Boiler |  |  |  |  | 82 | [9 empty] | DEER | $/kBtuh | 0 | 4.9 | 11.76
NE1301 | HVAC Systems | Space Heating | Boiler - Steam boiler (Commercial) | Boiler - Steam boiler | Commercial | HVAC | Services | Space Heating | Steam boiler | Boiler |  |  |  |  | 83 | [9 empty] | DEER | $/kBtuh | 0 | 3.15 | 11.76
NE1302 | HVAC Systems | Space Heating | Boiler - Steam boiler (Commercial Retrofit) | Boiler - Steam boiler | Commercial Retrofit | HVAC | Services | Space Heating | Steam boiler | Boiler |  |  |  |  | 83 | [9 empty] | DEER | $/kBtuh | 0 | 21 | 20.65
NE1303 | HVAC Systems | Space Heating | Boiler - Steam boiler (Commercial) | Boiler - Steam boiler | Commercial | HVAC | Services | Space Heating | Steam boiler | Boiler |  |  |  |  | 82 | [9 empty] | DEER | $/kBtuh | 0 | 14.15 | 20.65
NE1310 | HVAC Systems | Space Heating | Boiler - Steam boiler (Commercial Retrofit) | Boiler - Steam boiler | Commercial Retrofit | HVAC | Services | Space Heating | Steam boiler | Boiler | [14 empty] | DEER | $/kBtuh | 0 | 9.79 | 11.75
NE1311 | HVAC Systems | Space Heating | Boiler - Steam boiler (Commercial) | Boiler - Steam boiler | Commercial | HVAC | Services | Space Heating | Steam boiler | Boiler | [14 empty] | DEER | $/kBtuh | 0 | 6.98 | 11.75
NE1312 | HVAC Systems | Space Heating | Boiler - Steam boiler (Commercial Retrofit) | Boiler - Steam boiler | Commercial Retrofit | HVAC | Services | Space Heating | Steam boiler | Boiler | [14 empty] | DEER | $/kBtuh | 0 | 4.63 | 10.25
NE1313 | HVAC Systems | Space Heating | Boiler - Steam boiler (Commercial) | Boiler - Steam boiler | Commercial | HVAC | Services | Space Heating | Steam boiler | Boiler | [14 empty] | DEER | $/kBtuh | 0 | 3.15 | 10.25
NE1314 | HVAC Systems | Space Heating | Boiler - Steam boiler (Commercial Retrofit) | Boiler - Steam boiler | Commercial Retrofit | HVAC | Services | Space Heating | Steam boiler | Boiler | [14 empty] | DEER | $/kBtuh | 0 | 21 | 19.3
NE1315 | HVAC Systems | Space Heating | Boiler - Steam boiler (Commercial) | Boiler - Steam boiler | Commercial | HVAC | Services | Space Heating | Steam boiler | Boiler | [14 empty] | DEER | $/kBtuh | 0 | 14.16 | 19.3
NE0933 | HVAC Systems | Space Heating | Furnace - Upright Furnace (Multi-Family) | Furnace - Upright Furnace | Multifamily | HVAC | Services | Space Heating | Upright Furnace | Furnace |  |  | 50 | 40 | 80 | [9 empty] | ASHRAE 90.2 | $/Unit | 0 | 0 | 647.34
NE0934 | HVAC Systems | Space Heating | Furnace - Upright Furnace (Multi-Family) | Furnace - Upright Furnace | Multifamily | HVAC | Services | Space Heating | Upright Furnace | Furnace |  |  | 50 | 40 | 80 | [9 empty] | ASHRAE 90.2 | $/Unit | 0 | 0 | 1667.3
NE0935 | HVAC Systems | Space Heating | Furnace - Upright Furnace (Multi-Family) | Furnace - Upright Furnace | Multifamily | HVAC | Services | Space Heating | Upright Furnace | Furnace |  |  | 64 | 60 | 80 | [9 empty] | ASHRAE 90.2 | $/Unit | 0 | 0 | 667.12
NE0936 | HVAC Systems | Space Heating | Furnace - Upright Furnace (Multi-Family) | Furnace - Upright Furnace | Multifamily | HVAC | Services | Space Heating | Upright Furnace | Furnace |  |  | 64 | 60 | 80 | [9 empty] | ASHRAE 90.2 | $/Unit | 0 | 0 | 1745.37
NE1163 | HVAC Systems | Space Cooling | Air conditioner - Split system AC (Residential) | Air conditioner - Split system AC | Residential | HVAC | Services | Space Cooling | Split system AC | Air conditioner | [7 empty] | 19 | [6 empty] | DEER | $/Ton | 0 | 402.52 | 1311.5
NE1164 | HVAC Systems | Space Cooling | Air conditioner - Split system AC (Residential Retrofit) | Air conditioner - Split system AC | Residential Retrofit | HVAC | Services | Space Cooling | Split system AC | Air conditioner | [7 empty] | 19 | [6 empty] | DEER | $/Ton | 0 | 442.77 | 1311.5
NE1165 | HVAC Systems | Space Cooling | Air conditioner - Split system AC (Residential) | Air conditioner - Split system AC | Residential | HVAC | Services | Space Cooling | Split system AC | Air conditioner | [7 empty] | 20 | [6 empty] | DEER | $/Ton | 0 | 402.52 | 1429.11
NE1166 | HVAC Systems | Space Cooling | Air conditioner - Split system AC (Residential Retrofit) | Air conditioner - Split system AC | Residential Retrofit | HVAC | Services | Space Cooling | Split system AC | Air conditioner | [7 empty] | 20 | [6 empty] | DEER | $/Ton | 0 | 442.77 | 1429.11
NE1167 | HVAC Systems | Space Cooling | Air conditioner - Split system AC (Residential) | Air conditioner - Split system AC | Residential | HVAC | Services | Space Cooling | Split system AC | Air conditioner | [7 empty] | 21 | [6 empty] | DEER | $/Ton | 0 | 402.52 | 1502.41
NE1168 | HVAC Systems | Space Cooling | Air conditioner - Split system AC (Residential Retrofit) | Air conditioner - Split system AC | Residential Retrofit | HVAC | Services | Space Cooling | Split system AC | Air conditioner | [7 empty] | 21 | [6 empty] | DEER | $/Ton | 0 | 442.77 | 1502.41
NE1261 | HVAC Systems | Space Cooling | Chiller - Water Cooled Chiller (Commercial Retrofit) | Chiller - Water Cooled Chiller | Commercial Retrofit | HVAC | Services | Space Cooling | Water Cooled Chiller | Chiller | [14 empty] | DEER | $/Ton | 0 | 198.91 | 662.43
NE1262 | HVAC Systems | Space Cooling | Chiller - Water Cooled Chiller (Commercial) | Chiller - Water Cooled Chiller | Commercial | HVAC | Services | Space Cooling | Water Cooled Chiller | Chiller | [14 empty] | DEER | $/Ton | 0 | 152.29 | 662.43
NE1263 | HVAC Systems | Space Cooling | Chiller - Water Cooled Chiller (Commercial Retrofit) | Chiller - Water Cooled Chiller | Commercial Retrofit | HVAC | Services | Space Cooling | Water Cooled Chiller | Chiller | [14 empty] | DEER | $/Ton | 0 | 113.98 | 584.17
NE1264 | HVAC Systems | Space Cooling | Chiller - Water Cooled Chiller (Commercial) | Chiller - Water Cooled Chiller | Commercial | HVAC | Services | Space Cooling | Water Cooled Chiller | Chiller | [14 empty] | DEER | $/Ton | 0 | 81.18 | 584.17
NE1265 | HVAC Systems | Space Cooling | Chiller - Water Cooled Chiller (Commercial Retrofit) | Chiller - Water Cooled Chiller | Commercial Retrofit | HVAC | Services | Space Cooling | Water Cooled Chiller | Chiller | [14 empty] | DEER | $/Ton | 0 | 70.77 | 430.38
NE1266 | HVAC Systems | Space Cooling | Chiller - Water Cooled Chiller (Commercial) | Chiller - Water Cooled Chiller | Commercial | HVAC | Services | Space Cooling | Water Cooled Chiller | Chiller | [14 empty] | DEER | $/Ton | 0 | 52.33 | 430.38
NE0941 | HVAC Systems | Space Heating | Furnace - Horizontal Furnace (Multi-Family) | Furnace - Horizontal Furnace | Multifamily | HVAC | Services | Space Heating | Horizontal Furnace | Furnace |  |  | 50 | 40 | 80 | [9 empty] | ASHRAE 90.2 | $/Unit | 0 | 0 | 731.35
NE0942 | HVAC Systems | Space Heating | Furnace - Horizontal Furnace (Multi-Family) | Furnace - Horizontal Furnace | Multifamily | HVAC | Services | Space Heating | Horizontal Furnace | Furnace |  |  | 50 | 40 | 80 | [9 empty] | ASHRAE 90.2 | $/Unit | 0 | 0 | 1988.5
NE0943 | HVAC Systems | Space Heating | Furnace - Horizontal Furnace (Multi-Family) | Furnace - Horizontal Furnace | Multifamily | HVAC | Services | Space Heating | Horizontal Furnace | Furnace |  |  | 64 | 60 | 80 | [9 empty] | ASHRAE 90.2 | $/Unit | 0 | 0 | 761.99
NE0944 | HVAC Systems | Space Heating | Furnace - Horizontal Furnace (Multi-Family) | Furnace - Horizontal Furnace | Multifamily | HVAC | Services | Space Heating | Horizontal Furnace | Furnace |  |  | 64 | 60 | 80 | [9 empty] | ASHRAE 90.2 | $/Unit | 0 | 0 | 1988.5
NE0945 | HVAC Systems | Space Heating | Furnace - Horizontal Furnace (Multi-Family) | Furnace - Horizontal Furnace | Multifamily | HVAC | Services | Space Heating | Horizontal Furnace | Furnace |  |  | 80 | 78 | 80 | [9 empty] | ASHRAE 90.2 | $/Unit | 0 | 0 | 784.72
NE0946 | HVAC Systems | Space Heating | Furnace - Horizontal Furnace (Multi-Family) | Furnace - Horizontal Furnace | Multifamily | HVAC | Services | Space Heating | Horizontal Furnace | Furnace |  |  | 80 | 78 | 80 | [9 empty] | ASHRAE 90.2 | $/Unit | 0 | 0 | 2032.97
NE0947 | HVAC Systems | Space Heating | Furnace - Horizontal Furnace (Multi-Family) | Furnace - Horizontal Furnace | Multifamily | HVAC | Services | Space Heating | Horizontal Furnace | Furnace |  |  | 100 | 96 | 80 | [9 empty] | ASHRAE 90.2 | $/Unit | 0 | 0 | 889.49
NE0948 | HVAC Systems | Space Heating | Furnace - Horizontal Furnace (Multi-Family) | Furnace - Horizontal Furnace | Multifamily | HVAC | Services | Space Heating | Horizontal Furnace | Furnace |  |  | 100 | 96 | 80 | [9 empty] | ASHRAE 90.2 | $/Unit | 0 | 0 | 2032.97
NE0953 | HVAC Systems | Space Heating | Furnace - Horizontal Furnace (Multi-Family) | Furnace - Horizontal Furnace | Multifamily | HVAC | Services | Space Heating | Horizontal Furnace | Furnace |  |  | 50 | 40 | 90 | [9 empty] | ASHRAE 90.2 | $/Unit | 0 | 0 | 3132.97
NE0954 | HVAC Systems | Space Heating | Furnace - Horizontal Furnace (Multi-Family) | Furnace - Horizontal Furnace | Multifamily | HVAC | Services | Space Heating | Horizontal Furnace | Furnace |  |  | 64 | 60 | 90 | [9 empty] | ASHRAE 90.2 | $/Unit | 0 | 0 | 3138.9
NE0955 | HVAC Systems | Space Heating | Furnace - Horizontal Furnace (Multi-Family) | Furnace - Horizontal Furnace | Multifamily | HVAC | Services | Space Heating | Horizontal Furnace | Furnace |  |  | 80 | 78 | 90 | [9 empty] | ASHRAE 90.2 | $/Unit | 0 | 0 | 3203.14
NE0956 | HVAC Systems | Space Heating | Furnace - Horizontal Furnace (Multi-Family) | Furnace - Horizontal Furnace | Multifamily | HVAC | Services | Space Heating | Horizontal Furnace | Furnace |  |  | 100 | 96 | 90 | [9 empty] | ASHRAE 90.2 | $/Unit | 0 | 0 | 3330.63
NE0960 | HVAC Systems | Space Heating | Furnace - Horizontal Furnace (Multi-Family) | Furnace - Horizontal Furnace | Multifamily | HVAC | Services | Space Heating | Horizontal Furnace | Furnace |  |  | 50 | 40 | 92 | [9 empty] | ASHRAE 90.2 | $/Unit | 0 | 0 | 1270.98
NE0961 | HVAC Systems | Space Heating | Furnace - Horizontal Furnace (Multi-Family) | Furnace - Horizontal Furnace | Multifamily | HVAC | Services | Space Heating | Horizontal Furnace | Furnace |  |  | 64 | 60 | 92 | [9 empty] | ASHRAE 90.2 | $/Unit | 0 | 0 | 1674.21
NE0962 | HVAC Systems | Space Heating | Furnace - Horizontal Furnace (Multi-Family) | Furnace - Horizontal Furnace | Multifamily | HVAC | Services | Space Heating | Horizontal Furnace | Furnace |  |  | 80 | 78 | 92 | [9 empty] | ASHRAE 90.2 | $/Unit | 0 | 0 | 1786.88
NE0968 | HVAC Systems | Space Heating | Furnace - Horizontal Furnace (Multi-Family) | Furnace - Horizontal Furnace | Multifamily | HVAC | Services | Space Heating | Horizontal Furnace | Furnace |  |  | 50 | 40 | 94 | [9 empty] | ASHRAE 90.2 | $/Unit | 0 | 0 | 2229.65
NE0969 | HVAC Systems | Space Heating | Furnace - Horizontal Furnace (Multi-Family) | Furnace - Horizontal Furnace | Multifamily | HVAC | Services | Space Heating | Horizontal Furnace | Furnace |  |  | 50 | 40 | 94 | [9 empty] | ASHRAE 90.2 | $/Unit | 0 | 0 | 4906.01
NE0970 | HVAC Systems | Space Heating | Furnace - Horizontal Furnace (Multi-Family) | Furnace - Horizontal Furnace | Multifamily | HVAC | Services | Space Heating | Horizontal Furnace | Furnace |  |  | 64 | 60 | 94 | [9 empty] | ASHRAE 90.2 | $/Unit | 0 | 0 | 5114.55
NE0971 | HVAC Systems | Space Heating | Furnace - Horizontal Furnace (Multi-Family) | Furnace - Horizontal Furnace | Multifamily | HVAC | Services | Space Heating | Horizontal Furnace | Furnace |  |  | 80 | 78 | 94 | [9 empty] | ASHRAE 90.2 | $/Unit | 0 | 0 | 2319.58
NE0972 | HVAC Systems | Space Heating | Furnace - Horizontal Furnace (Multi-Family) | Furnace - Horizontal Furnace | Multifamily | HVAC | Services | Space Heating | Horizontal Furnace | Furnace |  |  | 80 | 78 | 94 | [9 empty] | ASHRAE 90.2 | $/Unit | 0 | 0 | 5331.98
NE0973 | HVAC Systems | Space Heating | Furnace - Horizontal Furnace (Multi-Family) | Furnace - Horizontal Furnace | Multifamily | HVAC | Services | Space Heating | Horizontal Furnace | Furnace |  |  | 100 | 96 | 94 | [9 empty] | ASHRAE 90.2 | $/Unit | 0 | 0 | 5626.5
NE0978 | HVAC Systems | Space Heating | Furnace - Horizontal Furnace (Multi-Family) | Furnace - Horizontal Furnace | Multifamily | HVAC | Services | Space Heating | Horizontal Furnace | Furnace |  |  | 64 | 60 | 96 | [9 empty] | ASHRAE 90.2 | $/Unit | 0 | 0 | 2416.44
NE0979 | HVAC Systems | Space Heating | Furnace - Horizontal Furnace (Multi-Family) | Furnace - Horizontal Furnace | Multifamily | HVAC | Services | Space Heating | Horizontal Furnace | Furnace |  |  | 80 | 78 | 96 | [9 empty] | ASHRAE 90.2 | $/Unit | 0 | 0 | 2451.03
NE0980 | HVAC Systems | Space Heating | Furnace - Horizontal Furnace (Multi-Family) | Furnace - Horizontal Furnace | Multifamily | HVAC | Services | Space Heating | Horizontal Furnace | Furnace |  |  | 100 | 96 | 96 | [9 empty] | ASHRAE 90.2 | $/Unit | 0 | 0 | 2500.45
NE1057 | HVAC Systems | Space Heating | Furnace - Horizontal Furnace (Residential) | Furnace - Horizontal Furnace | Residential | HVAC | Services | Space Heating | Horizontal Furnace | Furnace |  |  | 50 | 40 | 80 | [9 empty] | ASHRAE 90.2 | $/Unit | 0 | 0 | 778.8
NE1058 | HVAC Systems | Space Heating | Furnace - Horizontal Furnace (Residential) | Furnace - Horizontal Furnace | Residential | HVAC | Services | Space Heating | Horizontal Furnace | Furnace |  |  | 50 | 40 | 80 | [9 empty] | ASHRAE 90.2 | $/Unit | 0 | 0 | 2115
NE1059 | HVAC Systems | Space Heating | Furnace - Horizontal Furnace (Residential) | Furnace - Horizontal Furnace | Residential | HVAC | Services | Space Heating | Horizontal Furnace | Furnace |  |  | 64 | 60 | 80 | [9 empty] | ASHRAE 90.2 | $/Unit | 0 | 0 | 810.42
NE1060 | HVAC Systems | Space Heating | Furnace - Horizontal Furnace (Residential) | Furnace - Horizontal Furnace | Residential | HVAC | Services | Space Heating | Horizontal Furnace | Furnace |  |  | 64 | 60 | 80 | [9 empty] | ASHRAE 90.2 | $/Unit | 0 | 0 | 2115
NE1061 | HVAC Systems | Space Heating | Furnace - Horizontal Furnace (Residential) | Furnace - Horizontal Furnace | Residential | HVAC | Services | Space Heating | Horizontal Furnace | Furnace |  |  | 80 | 78 | 80 | [9 empty] | ASHRAE 90.2 | $/Unit | 0 | 0 | 834.14
NE1062 | HVAC Systems | Space Heating | Furnace - Horizontal Furnace (Residential) | Furnace - Horizontal Furnace | Residential | HVAC | Services | Space Heating | Horizontal Furnace | Furnace |  |  | 80 | 78 | 80 | [9 empty] | ASHRAE 90.2 | $/Unit | 0 | 0 | 2162.44
NE1063 | HVAC Systems | Space Heating | Furnace - Horizontal Furnace (Residential) | Furnace - Horizontal Furnace | Residential | HVAC | Services | Space Heating | Horizontal Furnace | Furnace |  |  | 100 | 96 | 80 | [9 empty] | ASHRAE 90.2 | $/Unit | 0 | 0 | 945.82
NE1064 | HVAC Systems | Space Heating | Furnace - Horizontal Furnace (Residential) | Furnace - Horizontal Furnace | Residential | HVAC | Services | Space Heating | Horizontal Furnace | Furnace |  |  | 100 | 96 | 80 | [9 empty] | ASHRAE 90.2 | $/Unit | 0 | 0 | 2162.44
NE1069 | HVAC Systems | Space Heating | Furnace - Horizontal Furnace (Residential) | Furnace - Horizontal Furnace | Residential | HVAC | Services | Space Heating | Horizontal Furnace | Furnace |  |  | 50 | 40 | 90 | [9 empty] | ASHRAE 90.2 | $/Unit | 0 | 0 | 3332.61
NE1070 | HVAC Systems | Space Heating | Furnace - Horizontal Furnace (Residential) | Furnace - Horizontal Furnace | Residential | HVAC | Services | Space Heating | Horizontal Furnace | Furnace |  |  | 64 | 60 | 90 | [9 empty] | ASHRAE 90.2 | $/Unit | 0 | 0 | 3339.53
NE1071 | HVAC Systems | Space Heating | Furnace - Horizontal Furnace (Residential) | Furnace - Horizontal Furnace | Residential | HVAC | Services | Space Heating | Horizontal Furnace | Furnace |  |  | 80 | 78 | 90 | [9 empty] | ASHRAE 90.2 | $/Unit | 0 | 0 | 3407.73
NE1072 | HVAC Systems | Space Heating | Furnace - Horizontal Furnace (Residential) | Furnace - Horizontal Furnace | Residential | HVAC | Services | Space Heating | Horizontal Furnace | Furnace |  |  | 100 | 96 | 90 | [9 empty] | ASHRAE 90.2 | $/Unit | 0 | 0 | 3543.12
NE1076 | HVAC Systems | Space Heating | Furnace - Horizontal Furnace (Residential) | Furnace - Horizontal Furnace | Residential | HVAC | Services | Space Heating | Horizontal Furnace | Furnace |  |  | 50 | 40 | 92 | [9 empty] | ASHRAE 90.2 | $/Unit | 0 | 0 | 1352.02
NE1077 | HVAC Systems | Space Heating | Furnace - Horizontal Furnace (Residential) | Furnace - Horizontal Furnace | Residential | HVAC | Services | Space Heating | Horizontal Furnace | Furnace |  |  | 64 | 60 | 92 | [9 empty] | ASHRAE 90.2 | $/Unit | 0 | 0 | 1780.95
NE1211 | HVAC Systems | Space Cooling | Air conditioner - Packaged air conditioner (Commercial Retrofit) | Air conditioner - Packaged air conditioner | Commercial Retrofit | HVAC | Services | Space Cooling | Packaged air conditioner | Air conditioner | [8 empty] | 10 | [5 empty] | DEER | $/Ton | 0 | 150.28 | 619.61
NE1212 | HVAC Systems | Space Cooling | Air conditioner - Packaged air conditioner (Commercial) | Air conditioner - Packaged air conditioner | Commercial | HVAC | Services | Space Cooling | Packaged air conditioner | Air conditioner | [8 empty] | 10 | [5 empty] | DEER | $/Ton | 0 | 123.45 | 619.61
NE1213 | HVAC Systems | Space Cooling | Air conditioner - Packaged air conditioner (Commercial Retrofit) | Air conditioner - Packaged air conditioner | Commercial Retrofit | HVAC | Services | Space Cooling | Packaged air conditioner | Air conditioner | [8 empty] | 10.5 | [5 empty] | DEER | $/Ton | 0 | 150.28 | 703.43
NE1214 | HVAC Systems | Space Cooling | Air conditioner - Packaged air conditioner (Commercial) | Air conditioner - Packaged air conditioner | Commercial | HVAC | Services | Space Cooling | Packaged air conditioner | Air conditioner | [8 empty] | 10.5 | [5 empty] | DEER | $/Ton | 0 | 123.45 | 703.43
NE1215 | HVAC Systems | Space Cooling | Air conditioner - Packaged air conditioner (Commercial Retrofit) | Air conditioner - Packaged air conditioner | Commercial Retrofit | HVAC | Services | Space Cooling | Packaged air conditioner | Air conditioner | [8 empty] | 10.8 | [5 empty] | DEER | $/Ton | 0 | 150.28 | 756.92
NE1216 | HVAC Systems | Space Cooling | Air conditioner - Packaged air conditioner (Commercial) | Air conditioner - Packaged air conditioner | Commercial | HVAC | Services | Space Cooling | Packaged air conditioner | Air conditioner | [8 empty] | 10.8 | [5 empty] | DEER | $/Ton | 0 | 123.45 | 756.92
NE1217 | HVAC Systems | Space Cooling | Air conditioner - Packaged air conditioner (Commercial Retrofit) | Air conditioner - Packaged air conditioner | Commercial Retrofit | HVAC | Services | Space Cooling | Packaged air conditioner | Air conditioner | [8 empty] | 9.7 | [5 empty] | DEER | $/Ton | 0 | 149.6 | 606.47
NE1218 | HVAC Systems | Space Cooling | Air conditioner - Packaged air conditioner (Commercial) | Air conditioner - Packaged air conditioner | Commercial | HVAC | Services | Space Cooling | Packaged air conditioner | Air conditioner | [8 empty] | 9.7 | [5 empty] | DEER | $/Ton | 0 | 122.77 | 606.47
NE1219 | HVAC Systems | Space Cooling | Air conditioner - Packaged air conditioner (Commercial Retrofit) | Air conditioner - Packaged air conditioner | Commercial Retrofit | HVAC | Services | Space Cooling | Packaged air conditioner | Air conditioner | [8 empty] | 10 | [5 empty] | DEER | $/Ton | 0 | 149.6 | 655.34
NE1220 | HVAC Systems | Space Cooling | Air conditioner - Packaged air conditioner (Commercial) | Air conditioner - Packaged air conditioner | Commercial | HVAC | Services | Space Cooling | Packaged air conditioner | Air conditioner | [8 empty] | 10 | [5 empty] | DEER | $/Ton | 0 | 122.77 | 655.34
NE1221 | HVAC Systems | Space Cooling | Air conditioner - Packaged air conditioner (Commercial Retrofit) | Air conditioner - Packaged air conditioner | Commercial Retrofit | HVAC | Services | Space Cooling | Packaged air conditioner | Air conditioner | [8 empty] | 10.2 | [5 empty] | DEER | $/Ton | 0 | 149.6 | 691.11
NE1222 | HVAC Systems | Space Cooling | Air conditioner - Packaged air conditioner (Commercial) | Air conditioner - Packaged air conditioner | Commercial | HVAC | Services | Space Cooling | Packaged air conditioner | Air conditioner | [8 empty] | 10.2 | [5 empty] | DEER | $/Ton | 0 | 122.77 | 691.11
NE1223 | HVAC Systems | Space Cooling | Air conditioner - Packaged air conditioner (Commercial Retrofit) | Air conditioner - Packaged air conditioner | Commercial Retrofit | HVAC | Services | Space Cooling | Packaged air conditioner | Air conditioner | [7 empty] | 13 | [6 empty] | DEER | $/Ton | 0 | 353.55 | 941.67
NE1224 | HVAC Systems | Space Cooling | Air conditioner - Packaged air conditioner (Commercial) | Air conditioner - Packaged air conditioner | Commercial | HVAC | Services | Space Cooling | Packaged air conditioner | Air conditioner | [7 empty] | 13 | [6 empty] | DEER | $/Ton | 0 | 220.72 | 941.67
NE1225 | HVAC Systems | Space Cooling | Air conditioner - Packaged air conditioner (Commercial Retrofit) | Air conditioner - Packaged air conditioner | Commercial Retrofit | HVAC | Services | Space Cooling | Packaged air conditioner | Air conditioner | [7 empty] | 9.7 | [6 empty] | DEER | $/Ton | 0 | 353.55 | 638.06
NE1226 | HVAC Systems | Space Cooling | Air conditioner - Packaged air conditioner (Commercial) | Air conditioner - Packaged air conditioner | Commercial | HVAC | Services | Space Cooling | Packaged air conditioner | Air conditioner | [7 empty] | 9.7 | [6 empty] | DEER | $/Ton | 0 | 220.72 | 638.06
NE1227 | HVAC Systems | Space Cooling | Air conditioner - Packaged air conditioner (Commercial Retrofit) | Air conditioner - Packaged air conditioner | Commercial Retrofit | HVAC | Services | Space Cooling | Packaged air conditioner | Air conditioner | [8 empty] | 10.1 | [5 empty] | DEER | $/Ton | 0 | 305.24 | 455.45
NE1228 | HVAC Systems | Space Cooling | Air conditioner - Packaged air conditioner (Commercial) | Air conditioner - Packaged air conditioner | Commercial | HVAC | Services | Space Cooling | Packaged air conditioner | Air conditioner | [8 empty] | 10.1 | [5 empty] | DEER | $/Ton | 0 | 250.23 | 455.45
NE1229 | HVAC Systems | Space Cooling | Air conditioner - Packaged air conditioner (Commercial Retrofit) | Air conditioner - Packaged air conditioner | Commercial Retrofit | HVAC | Services | Space Cooling | Packaged air conditioner | Air conditioner | [8 empty] | 10.1 | [5 empty] | DEER | $/Ton | 0 | 248.23 | 501.71
NE1230 | HVAC Systems | Space Cooling | Air conditioner - Packaged air conditioner (Commercial) | Air conditioner - Packaged air conditioner | Commercial | HVAC | Services | Space Cooling | Packaged air conditioner | Air conditioner | [8 empty] | 10.1 | [5 empty] | DEER | $/Ton | 0 | 203.28 | 501.71
NE1231 | HVAC Systems | Space Cooling | Air conditioner - Packaged air conditioner (Commercial Retrofit) | Air conditioner - Packaged air conditioner | Commercial Retrofit | HVAC | Services | Space Cooling | Packaged air conditioner | Air conditioner | [8 empty] | 9.5 | [5 empty] | DEER | $/Ton | 0 | 184.49 | 480.17
NE1232 | HVAC Systems | Space Cooling | Air conditioner - Packaged air conditioner (Commercial) | Air conditioner - Packaged air conditioner | Commercial | HVAC | Services | Space Cooling | Packaged air conditioner | Air conditioner | [8 empty] | 9.5 | [5 empty] | DEER | $/Ton | 0 | 150.94 | 480.17
NE1233 | HVAC Systems | Space Cooling | Air conditioner - Packaged air conditioner (Commercial Retrofit) | Air conditioner - Packaged air conditioner | Commercial Retrofit | HVAC | Services | Space Cooling | Packaged air conditioner | Air conditioner | [8 empty] | 9.3 | [5 empty] | DEER | $/Ton | 0 | 150.28 | 513.03
NE1234 | HVAC Systems | Space Cooling | Air conditioner - Packaged air conditioner (Commercial) | Air conditioner - Packaged air conditioner | Commercial | HVAC | Services | Space Cooling | Packaged air conditioner | Air conditioner | [8 empty] | 9.3 | [5 empty] | DEER | $/Ton | 0 | 123.45 | 513.03
NE1235 | HVAC Systems | Space Cooling | Air conditioner - Packaged air conditioner (Commercial Retrofit) | Air conditioner - Packaged air conditioner | Commercial Retrofit | HVAC | Services | Space Cooling | Packaged air conditioner | Air conditioner | [8 empty] | 9 | [5 empty] | DEER | $/Ton | 0 | 149.6 | 490.49
NE1236 | HVAC Systems | Space Cooling | Air conditioner - Packaged air conditioner (Commercial) | Air conditioner - Packaged air conditioner | Commercial | HVAC | Services | Space Cooling | Packaged air conditioner | Air conditioner | [8 empty] | 9 | [5 empty] | DEER | $/Ton | 0 | 122.77 | 490.49
NE1237 | HVAC Systems | Space Cooling | Air conditioner - Packaged terminal air conditioner (Commercial Retrofit) | Air conditioner - Packaged terminal air conditioner | Commercial Retrofit | HVAC | Services | Space Cooling | Packaged terminal air conditioner | Air conditioner | [8 empty] | 13.21 | [5 empty] | DEER | $/Ton | 0 | 537.37 | 1326.32
NE1238 | HVAC Systems | Space Cooling | Air conditioner - Packaged terminal air conditioner (Commercial) | Air conditioner - Packaged terminal air conditioner | Commercial | HVAC | Services | Space Cooling | Packaged terminal air conditioner | Air conditioner | [8 empty] | 13.21 | [5 empty] | DEER | $/Ton | 0 | 307.26 | 1326.32
NE1239 | HVAC Systems | Space Cooling | Air conditioner - Packaged terminal air conditioner (Commercial Retrofit) | Air conditioner - Packaged terminal air conditioner | Commercial Retrofit | HVAC | Services | Space Cooling | Packaged terminal air conditioner | Air conditioner | [8 empty] | 12.19 | [5 empty] | DEER | $/Ton | 0 | 457.54 | 1092.09
NE1240 | HVAC Systems | Space Cooling | Air conditioner - Packaged terminal air conditioner (Commercial) | Air conditioner - Packaged terminal air conditioner | Commercial | HVAC | Services | Space Cooling | Packaged terminal air conditioner | Air conditioner | [8 empty] | 12.19 | [5 empty] | DEER | $/Ton | 0 | 296.53 | 1092.09
NE1241 | HVAC Systems | Space Cooling | Air conditioner - Packaged terminal air conditioner (Commercial Retrofit) | Air conditioner - Packaged terminal air conditioner | Commercial Retrofit | HVAC | Services | Space Cooling | Packaged terminal air conditioner | Air conditioner | [8 empty] | 10.28 | [5 empty] | DEER | $/Ton | 0 | 393.13 | 754.08
NE1242 | HVAC Systems | Space Cooling | Air conditioner - Packaged terminal air conditioner (Commercial) | Air conditioner - Packaged terminal air conditioner | Commercial | HVAC | Services | Space Cooling | Packaged terminal air conditioner | Air conditioner | [8 empty] | 10.28 | [5 empty] | DEER | $/Ton | 0 | 285.8 | 754.08
NE1243 | HVAC Systems | Space Cooling | Air conditioner - Packaged terminal air conditioner (Commercial Retrofit) | Air conditioner - Packaged terminal air conditioner | Commercial Retrofit | HVAC | Services | Space Cooling | Packaged terminal air conditioner | Air conditioner | [8 empty] | 11.1 | [5 empty] | DEER | $/Ton | 0 | 537.37 | 1243.3
NE1244 | HVAC Systems | Space Cooling | Air conditioner - Packaged terminal air conditioner (Commercial) | Air conditioner - Packaged terminal air conditioner | Commercial | HVAC | Services | Space Cooling | Packaged terminal air conditioner | Air conditioner | [8 empty] | 11.1 | [5 empty] | DEER | $/Ton | 0 | 307.26 | 1243.3
NE1245 | HVAC Systems | Space Cooling | Air conditioner - Packaged terminal air conditioner (Commercial Retrofit) | Air conditioner - Packaged terminal air conditioner | Commercial Retrofit | HVAC | Services | Space Cooling | Packaged terminal air conditioner | Air conditioner | [8 empty] | 10.1 | [5 empty] | DEER | $/Ton | 0 | 457.54 | 1048.61
NE1246 | HVAC Systems | Space Cooling | Air conditioner - Packaged terminal air conditioner (Commercial) | Air conditioner - Packaged terminal air conditioner | Commercial | HVAC | Services | Space Cooling | Packaged terminal air conditioner | Air conditioner | [8 empty] | 10.1 | [5 empty] | DEER | $/Ton | 0 | 296.53 | 1048.61
NE1247 | HVAC Systems | Space Cooling | Air conditioner - Packaged terminal air conditioner (Commercial Retrofit) | Air conditioner - Packaged terminal air conditioner | Commercial Retrofit | HVAC | Services | Space Cooling | Packaged terminal air conditioner | Air conditioner | [8 empty] | 9.3 | [5 empty] | DEER | $/Ton | 0 | 393.13 | 612.76
NE1248 | HVAC Systems | Space Cooling | Air conditioner - Packaged terminal air conditioner (Commercial) | Air conditioner - Packaged terminal air conditioner | Commercial | HVAC | Services | Space Cooling | Packaged terminal air conditioner | Air conditioner | [8 empty] | 9.3 | [5 empty] | DEER | $/Ton | 0 | 285.8 | 612.76
NE1151 | HVAC Systems | Space Cooling | Air conditioner - Split system AC (Residential) | Air conditioner - Split system AC | Residential | HVAC | Services | Space Cooling | Split system AC | Air conditioner | [7 empty] | 13 | 11.09 | [5 empty] | DEER | $/Ton | 0 | 402.52 | 604.85
NE1152 | HVAC Systems | Space Cooling | Air conditioner - Split system AC (Residential Retrofit) | Air conditioner - Split system AC | Residential Retrofit | HVAC | Services | Space Cooling | Split system AC | Air conditioner | [7 empty] | 13 | 11.09 | [5 empty] | DEER | $/Ton | 0 | 442.77 | 604.85
NE1153 | HVAC Systems | Space Cooling | Air conditioner - Split system AC (Residential) | Air conditioner - Split system AC | Residential | HVAC | Services | Space Cooling | Split system AC | Air conditioner | [7 empty] | 14 | 12.15 | [5 empty] | DEER | $/Ton | 0 | 402.52 | 722.46
NE1154 | HVAC Systems | Space Cooling | Air conditioner - Split system AC (Residential Retrofit) | Air conditioner - Split system AC | Residential Retrofit | HVAC | Services | Space Cooling | Split system AC | Air conditioner | [7 empty] | 14 | 12.15 | [5 empty] | DEER | $/Ton | 0 | 442.77 | 722.46
NE1155 | HVAC Systems | Space Cooling | Air conditioner - Split system AC (Residential) | Air conditioner - Split system AC | Residential | HVAC | Services | Space Cooling | Split system AC | Air conditioner | [7 empty] | 15 | 12.72 | [5 empty] | DEER | $/Ton | 0 | 402.52 | 840.07
NE1156 | HVAC Systems | Space Cooling | Air conditioner - Split system AC (Residential Retrofit) | Air conditioner - Split system AC | Residential Retrofit | HVAC | Services | Space Cooling | Split system AC | Air conditioner | [7 empty] | 15 | 12.72 | [5 empty] | DEER | $/Ton | 0 | 442.77 | 840.07
NE1157 | HVAC Systems | Space Cooling | Air conditioner - Split system AC (Residential) | Air conditioner - Split system AC | Residential | HVAC | Services | Space Cooling | Split system AC | Air conditioner | [7 empty] | 16 | 11.61 | [5 empty] | DEER | $/Ton | 0 | 402.52 | 957.68
NE1158 | HVAC Systems | Space Cooling | Air conditioner - Split system AC (Residential Retrofit) | Air conditioner - Split system AC | Residential Retrofit | HVAC | Services | Space Cooling | Split system AC | Air conditioner | [7 empty] | 16 | 11.61 | [5 empty] | DEER | $/Ton | 0 | 442.77 | 957.68
NE1159 | HVAC Systems | Space Cooling | Air conditioner - Split system AC (Residential) | Air conditioner - Split system AC | Residential | HVAC | Services | Space Cooling | Split system AC | Air conditioner | [7 empty] | 17 | 12.28 | [5 empty] | DEER | $/Ton | 0 | 402.52 | 1075.29
NE1160 | HVAC Systems | Space Cooling | Air conditioner - Split system AC (Residential Retrofit) | Air conditioner - Split system AC | Residential Retrofit | HVAC | Services | Space Cooling | Split system AC | Air conditioner | [7 empty] | 17 | 12.28 | [5 empty] | DEER | $/Ton | 0 | 442.77 | 1075.29
NE1161 | HVAC Systems | Space Cooling | Air conditioner - Split system AC (Residential) | Air conditioner - Split system AC | Residential | HVAC | Services | Space Cooling | Split system AC | Air conditioner | [7 empty] | 18 | 13.37 | [5 empty] | DEER | $/Ton | 0 | 402.52 | 1193.89
NE1162 | HVAC Systems | Space Cooling | Air conditioner - Split system AC (Residential Retrofit) | Air conditioner - Split system AC | Residential Retrofit | HVAC | Services | Space Cooling | Split system AC | Air conditioner | [7 empty] | 18 | 13.37 | [5 empty] | DEER | $/Ton | 0 | 442.77 | 1193.89
NE1539 | HVAC Systems | Space Cooling | Air conditioner - Air conditioner (Residential) | Air conditioner - Air conditioner | Residential | HVAC | Services | Space Cooling | Air conditioner | Air conditioner |  |  | 9000 |  |  | 12 |  | 26 | [6 empty] | Faithful + Gould | $/Unit | 0 | 0 | 1691.06
NE1540 | HVAC Systems | Space Cooling | Air conditioner - Air conditioner (Residential) | Air conditioner - Air conditioner | Residential | HVAC | Services | Space Cooling | Air conditioner | Air conditioner |  |  | 9700 |  |  | 8.2 |  | 14.3 | [6 empty] | Faithful + Gould | $/Unit | 0 | 0 | 1102.87
NE1541 | HVAC Systems | Space Cooling | Air conditioner - Air conditioner (Residential) | Air conditioner - Air conditioner | Residential | HVAC | Services | Space Cooling | Air conditioner | Air conditioner | [5 empty] | 9.9 |  | 16.2 | [6 empty] | Faithful + Gould | $/Unit | 0 | 0 | 4162.7
NE1542 | HVAC Systems | Space Cooling | Air conditioner - Air conditioner (Residential) | Air conditioner - Air conditioner | Residential | HVAC | Services | Space Cooling | Air conditioner | Air conditioner | [5 empty] | 8.4 |  | 16.5 | [6 empty] | Faithful + Gould | $/Unit | 0 | 0 | 4620.92
NE1544 | HVAC Systems | Space Cooling | Air conditioner - Air conditioner (Residential) | Air conditioner - Air conditioner | Residential | HVAC | Services | Space Cooling | Air conditioner | Air conditioner |  |  | 24000 |  |  | 9.8 |  | 17 | [6 empty] | Faithful + Gould | $/Unit | 0 | 0 | 2138.09
NE1377 | HVAC Systems | Space Cooling | Air conditioner - Air conditioning system (Residential) | Air conditioner - Air conditioning system | Residential | HVAC | Services | Space Cooling | Air conditioning system | Air conditioner | [7 empty] | 13 | 11 | [5 empty] | Faithful + Gould | $/Unit | 0 | 0 | 2946.79
NE1378 | HVAC Systems | Space Cooling | Air conditioner - Air conditioning system (Residential) | Air conditioner - Air conditioning system | Residential | HVAC | Services | Space Cooling | Air conditioning system | Air conditioner | [7 empty] | 13.5 | 11.5 | [5 empty] | Faithful + Gould | $/Unit | 0 | 0 | 3124.41
NE1379 | HVAC Systems | Space Cooling | Air conditioner - Air conditioning system (Residential) | Air conditioner - Air conditioning system | Residential | HVAC | Services | Space Cooling | Air conditioning system | Air conditioner | [7 empty] | 14 | 12 | [5 empty] | Faithful + Gould | $/Unit | 0 | 0 | 3482.75
NE1508 | HVAC Systems | Space Cooling | Air conditioner - Heat Pump (Residential) | Air conditioner - Heat Pump | Residential | HVAC | Services | Space Cooling | Heat Pump | Air conditioner | [5 empty] | 8.5 |  | 21 | [6 empty] | Faithful + Gould | $/Unit | 0 | 0 | 2687.73
NE1509 | HVAC Systems | Space Cooling | Air conditioner - Heat Pump (Residential) | Air conditioner - Heat Pump | Residential | HVAC | Services | Space Cooling | Heat Pump | Air conditioner | [5 empty] | 7.7 |  | 18 | [6 empty] | Faithful + Gould | $/Unit | 0 | 0 | 3030.84
NE1510 | HVAC Systems | Space Cooling | Air conditioner - Heat Pump (Residential) | Air conditioner - Heat Pump | Residential | HVAC | Services | Space Cooling | Heat Pump | Air conditioner | [5 empty] | 8.5 |  | 18 | [6 empty] | Faithful + Gould | $/Unit | 0 | 0 | 4751.08
NE1511 | HVAC Systems | Space Cooling | Air conditioner - Heat Pump (Residential) | Air conditioner - Heat Pump | Residential | HVAC | Services | Space Cooling | Heat Pump | Air conditioner | [5 empty] | 7.7 |  | 17.5 | [6 empty] | Faithful + Gould | $/Unit | 0 | 0 | 4049.68
NE1512 | HVAC Systems | Space Cooling | Air conditioner - Heat Pump (Residential) | Air conditioner - Heat Pump | Residential | HVAC | Services | Space Cooling | Heat Pump | Air conditioner | [5 empty] | 10.5 |  | 17.5 | [6 empty] | Faithful + Gould | $/Unit | 0 | 0 | 4259.75
NE1513 | HVAC Systems | Space Cooling | Air conditioner - Heat Pump (Residential) | Air conditioner - Heat Pump | Residential | HVAC | Services | Space Cooling | Heat Pump | Air conditioner | [5 empty] | 15 |  | 21 | [6 empty] | Faithful + Gould | $/Unit | 0 | 0 | 2747.25
NE1514 | HVAC Systems | Space Cooling | Air conditioner - Heat Pump (Residential) | Air conditioner - Heat Pump | Residential | HVAC | Services | Space Cooling | Heat Pump | Air conditioner | [5 empty] | 9.4 |  | 21.7 | [6 empty] | Faithful + Gould | $/Unit | 0 | 0 | 3649.38
NE1515 | HVAC Systems | Space Cooling | Air conditioner - Heat Pump (Residential) | Air conditioner - Heat Pump | Residential | HVAC | Services | Space Cooling | Heat Pump | Air conditioner | [5 empty] | 16 |  | 21 | [6 empty] | Faithful + Gould | $/Unit | 0 | 0 | 2697.07
NE1520 | HVAC Systems | Space Cooling | Air conditioner - Heat Pump (Residential) | Air conditioner - Heat Pump | Residential | HVAC | Services | Space Cooling | Heat Pump | Air conditioner | [5 empty] | 8.5 |  | 21.7 | [6 empty] | Faithful + Gould | $/Unit | 0 | 0 | 3314.44
NE1523 | HVAC Systems | Space Cooling | Air conditioner - Heat Pump (Residential) | Air conditioner - Heat Pump | Residential | HVAC | Services | Space Cooling | Heat Pump | Air conditioner | [5 empty] | 10.5 |  | 17.5 | [6 empty] | Faithful + Gould | $/Unit | 0 | 0 | 4850.28
NE1524 | HVAC Systems | Space Cooling | Air conditioner - Heat Pump (Residential) | Air conditioner - Heat Pump | Residential | HVAC | Services | Space Cooling | Heat Pump | Air conditioner | [7 empty] | 20 | [6 empty] | Faithful + Gould | $/Unit | 0 | 0 | 1549.85
NE1525 | HVAC Systems | Space Cooling | Air conditioner - Heat Pump (Residential) | Air conditioner - Heat Pump | Residential | HVAC | Services | Space Cooling | Heat Pump | Air conditioner |  |  | 24000 |  |  | 10 |  | 20 | [6 empty] | Faithful + Gould | $/Unit | 0 | 0 | 2215.07
NE1526 | HVAC Systems | Space Cooling | Air conditioner - Heat Pump (Residential) | Air conditioner - Heat Pump | Residential | HVAC | Services | Space Cooling | Heat Pump | Air conditioner |  |  | 9000 |  |  | 9.2 |  | 19 | [6 empty] | Faithful + Gould | $/Unit | 0 | 0 | 927.81
NE1529 | HVAC Systems | Space Cooling | Air conditioner - Heat Pump (Residential) | Air conditioner - Heat Pump | Residential | HVAC | Services | Space Cooling | Heat Pump | Air conditioner | [5 empty] | 8.4 |  | 16.5 | [6 empty] | Faithful + Gould | $/Unit | 0 | 0 | 4036.9
NE1543 | HVAC Systems | Space Cooling | Air conditioner - Heat Pump (Residential) | Air conditioner - Heat Pump | Residential | HVAC | Services | Space Cooling | Heat Pump | Air conditioner |  |  | 12000 |  |  |  |  | 22 | [6 empty] | Faithful + Gould | $/Unit | 0 | 0 | 2249.41
NE1545 | HVAC Systems | Space Cooling | Air conditioner - Heat Pump (Residential) | Air conditioner - Heat Pump | Residential | HVAC | Services | Space Cooling | Heat Pump | Air conditioner |  |  | 24000 |  |  | 8.5 |  | 17 | [6 empty] | Faithful + Gould | $/Unit | 0 | 0 | 2545.91
NE1185 | HVAC Systems | Space Cooling | Air conditioner - Packaged air conditioner (Commercial Retrofit) | Air conditioner - Packaged air conditioner | Commercial Retrofit | HVAC | Services | Space Cooling | Packaged air conditioner | Air conditioner | [7 empty] | 14 | 12.15 | [5 empty] | DEER | $/Ton | 0 | 353.55 | 1050.78
NE1186 | HVAC Systems | Space Cooling | Air conditioner - Packaged air conditioner (Commercial) | Air conditioner - Packaged air conditioner | Commercial | HVAC | Services | Space Cooling | Packaged air conditioner | Air conditioner | [7 empty] | 14 | 12.15 | [5 empty] | DEER | $/Ton | 0 | 220.72 | 1050.78
NE1187 | HVAC Systems | Space Cooling | Air conditioner - Packaged air conditioner (Commercial Retrofit) | Air conditioner - Packaged air conditioner | Commercial Retrofit | HVAC | Services | Space Cooling | Packaged air conditioner | Air conditioner | [7 empty] | 13 | 11.09 | [5 empty] | DEER | $/Ton | 0 | 353.55 | 939
NE1188 | HVAC Systems | Space Cooling | Air conditioner - Packaged air conditioner (Commercial) | Air conditioner - Packaged air conditioner | Commercial | HVAC | Services | Space Cooling | Packaged air conditioner | Air conditioner | [7 empty] | 13 | [6 empty] | DEER | $/Ton | 0 | 220.72 | 939
NE1189 | HVAC Systems | Space Cooling | Air conditioner - Packaged air conditioner (Commercial Retrofit) | Air conditioner - Packaged air conditioner | Commercial Retrofit | HVAC | Services | Space Cooling | Packaged air conditioner | Air conditioner | [7 empty] | 12 | 10.41 | [5 empty] | DEER | $/Ton | 0 | 353.55 | 863.98
NE1190 | HVAC Systems | Space Cooling | Air conditioner - Packaged air conditioner (Commercial) | Air conditioner - Packaged air conditioner | Commercial | HVAC | Services | Space Cooling | Packaged air conditioner | Air conditioner | [7 empty] | 12 | 10.41 | [5 empty] | DEER | $/Ton | 0 | 220.72 | 863.98
NE1191 | HVAC Systems | Space Cooling | Air conditioner - Packaged air conditioner (Commercial Retrofit) | Air conditioner - Packaged air conditioner | Commercial Retrofit | HVAC | Services | Space Cooling | Packaged air conditioner | Air conditioner | [7 empty] | 13 | 11.09 | [5 empty] | DEER | $/Ton | 0 | 353.55 | 969.24
NE1192 | HVAC Systems | Space Cooling | Air conditioner - Packaged air conditioner (Commercial) | Air conditioner - Packaged air conditioner | Commercial | HVAC | Services | Space Cooling | Packaged air conditioner | Air conditioner | [7 empty] | 13 | 11.09 | [5 empty] | DEER | $/Ton | 0 | 220.72 | 969.24
NE1193 | HVAC Systems | Space Cooling | Air conditioner - Packaged air conditioner (Commercial Retrofit) | Air conditioner - Packaged air conditioner | Commercial Retrofit | HVAC | Services | Space Cooling | Packaged air conditioner | Air conditioner | [8 empty] | 11 | [5 empty] | DEER | $/Ton | 0 | 305.24 | 481.78
NE1194 | HVAC Systems | Space Cooling | Air conditioner - Packaged air conditioner (Commercial) | Air conditioner - Packaged air conditioner | Commercial | HVAC | Services | Space Cooling | Packaged air conditioner | Air conditioner | [8 empty] | 11 | [5 empty] | DEER | $/Ton | 0 | 250.24 | 481.78
NE1195 | HVAC Systems | Space Cooling | Air conditioner - Packaged air conditioner (Commercial Retrofit) | Air conditioner - Packaged air conditioner | Commercial Retrofit | HVAC | Services | Space Cooling | Packaged air conditioner | Air conditioner | [8 empty] | 11.5 | [5 empty] | DEER | $/Ton | 0 | 305.24 | 496.1
NE1196 | HVAC Systems | Space Cooling | Air conditioner - Packaged air conditioner (Commercial) | Air conditioner - Packaged air conditioner | Commercial | HVAC | Services | Space Cooling | Packaged air conditioner | Air conditioner | [8 empty] | 11.5 | [5 empty] | DEER | $/Ton | 0 | 250.24 | 496.1
NE1197 | HVAC Systems | Space Cooling | Air conditioner - Packaged air conditioner (Commercial Retrofit) | Air conditioner - Packaged air conditioner | Commercial Retrofit | HVAC | Services | Space Cooling | Packaged air conditioner | Air conditioner | [8 empty] | 12 | [5 empty] | DEER | $/Ton | 0 | 305.24 | 510.13
NE1198 | HVAC Systems | Space Cooling | Air conditioner - Packaged air conditioner (Commercial) | Air conditioner - Packaged air conditioner | Commercial | HVAC | Services | Space Cooling | Packaged air conditioner | Air conditioner | [8 empty] | 12 | [5 empty] | DEER | $/Ton | 0 | 250.24 | 510.13
NE1199 | HVAC Systems | Space Cooling | Air conditioner - Packaged air conditioner (Commercial Retrofit) | Air conditioner - Packaged air conditioner | Commercial Retrofit | HVAC | Services | Space Cooling | Packaged air conditioner | Air conditioner | [8 empty] | 11 | [5 empty] | DEER | $/Ton | 0 | 248.23 | 570.65
NE1200 | HVAC Systems | Space Cooling | Air conditioner - Packaged air conditioner (Commercial) | Air conditioner - Packaged air conditioner | Commercial | HVAC | Services | Space Cooling | Packaged air conditioner | Air conditioner | [8 empty] | 11 | [5 empty] | DEER | $/Ton | 0 | 203.28 | 570.65
NE1201 | HVAC Systems | Space Cooling | Air conditioner - Packaged air conditioner (Commercial Retrofit) | Air conditioner - Packaged air conditioner | Commercial Retrofit | HVAC | Services | Space Cooling | Packaged air conditioner | Air conditioner | [8 empty] | 11.5 | [5 empty] | DEER | $/Ton | 0 | 248.23 | 610.15
NE1202 | HVAC Systems | Space Cooling | Air conditioner - Packaged air conditioner (Commercial) | Air conditioner - Packaged air conditioner | Commercial | HVAC | Services | Space Cooling | Packaged air conditioner | Air conditioner | [8 empty] | 11.5 | [5 empty] | DEER | $/Ton | 0 | 203.28 | 610.15
NE1203 | HVAC Systems | Space Cooling | Air conditioner - Packaged air conditioner (Commercial Retrofit) | Air conditioner - Packaged air conditioner | Commercial Retrofit | HVAC | Services | Space Cooling | Packaged air conditioner | Air conditioner | [8 empty] | 12 | [5 empty] | DEER | $/Ton | 0 | 248.23 | 650.6
NE1204 | HVAC Systems | Space Cooling | Air conditioner - Packaged air conditioner (Commercial) | Air conditioner - Packaged air conditioner | Commercial | HVAC | Services | Space Cooling | Packaged air conditioner | Air conditioner | [8 empty] | 12 | [5 empty] | DEER | $/Ton | 0 | 203.28 | 650.6
NE1205 | HVAC Systems | Space Cooling | Air conditioner - Packaged air conditioner (Commercial Retrofit) | Air conditioner - Packaged air conditioner | Commercial Retrofit | HVAC | Services | Space Cooling | Packaged air conditioner | Air conditioner | [8 empty] | 10.8 | [5 empty] | DEER | $/Ton | 0 | 184.49 | 525.19
NE1206 | HVAC Systems | Space Cooling | Air conditioner - Packaged air conditioner (Commercial) | Air conditioner - Packaged air conditioner | Commercial | HVAC | Services | Space Cooling | Packaged air conditioner | Air conditioner | [8 empty] | 10.8 | [5 empty] | DEER | $/Ton | 0 | 150.94 | 525.19
NE1207 | HVAC Systems | Space Cooling | Air conditioner - Packaged air conditioner (Commercial Retrofit) | Air conditioner - Packaged air conditioner | Commercial Retrofit | HVAC | Services | Space Cooling | Packaged air conditioner | Air conditioner | [8 empty] | 11.5 | [5 empty] | DEER | $/Ton | 0 | 184.49 | 548.79
NE1208 | HVAC Systems | Space Cooling | Air conditioner - Packaged air conditioner (Commercial) | Air conditioner - Packaged air conditioner | Commercial | HVAC | Services | Space Cooling | Packaged air conditioner | Air conditioner | [8 empty] | 11.5 | [5 empty] | DEER | $/Ton | 0 | 150.94 | 548.79
NE1209 | HVAC Systems | Space Cooling | Air conditioner - Packaged air conditioner (Commercial Retrofit) | Air conditioner - Packaged air conditioner | Commercial Retrofit | HVAC | Services | Space Cooling | Packaged air conditioner | Air conditioner | [8 empty] | 12 | [5 empty] | DEER | $/Ton | 0 | 184.49 | 565.34
NE1210 | HVAC Systems | Space Cooling | Air conditioner - Packaged air conditioner (Commercial) | Air conditioner - Packaged air conditioner | Commercial | HVAC | Services | Space Cooling | Packaged air conditioner | Air conditioner | [8 empty] | 12 | [5 empty] | DEER | $/Ton | 0 | 150.94 | 565.34
NE1008 | HVAC Systems | Space Cooling | Air conditioner - Air conditioner (Multi-Family) | Air conditioner - Air conditioner | Multifamily | HVAC | Services | Space Cooling | Air conditioner | Air conditioner | [7 empty] | 16 | [6 empty] | ASHRAE 90.2 | $/Unit | 0 | 0 | 2365.04
NE1009 | HVAC Systems | Space Cooling | Air conditioner - Air conditioner (Multi-Family) | Air conditioner - Air conditioner | Multifamily | HVAC | Services | Space Cooling | Air conditioner | Air conditioner | [7 empty] | 16 | [6 empty] | ASHRAE 90.2 | $/Unit | 0 | 0 | 3040.07
NE1010 | HVAC Systems | Space Cooling | Air conditioner - Air conditioner (Multi-Family) | Air conditioner - Air conditioner | Multifamily | HVAC | Services | Space Cooling | Air conditioner | Air conditioner | [7 empty] | 16 | [6 empty] | ASHRAE 90.2 | $/Unit | 0 | 0 | 3514.47
NE1097 | HVAC Systems | Space Cooling | Air conditioner - Air conditioner (Residential) | Air conditioner - Air conditioner | Residential | HVAC | Services | Space Cooling | Air conditioner | Air conditioner | [7 empty] | 13 | [6 empty] | ASHRAE 90.2 | $/Unit | 0 | 0 | 1042.67
NE1098 | HVAC Systems | Space Cooling | Air conditioner - Air conditioner (Residential) | Air conditioner - Air conditioner | Residential | HVAC | Services | Space Cooling | Air conditioner | Air conditioner | [7 empty] | 13 | [6 empty] | ASHRAE 90.2 | $/Unit | 0 | 0 | 1541.77
NE1099 | HVAC Systems | Space Cooling | Air conditioner - Air conditioner (Residential) | Air conditioner - Air conditioner | Residential | HVAC | Services | Space Cooling | Air conditioner | Air conditioner | [7 empty] | 13 | [6 empty] | ASHRAE 90.2 | $/Unit | 0 | 0 | 2887.87
NE1100 | HVAC Systems | Space Cooling | Air conditioner - Air conditioner (Residential) | Air conditioner - Air conditioner | Residential | HVAC | Services | Space Cooling | Air conditioner | Air conditioner | [7 empty] | 13 | [6 empty] | ASHRAE 90.2 | $/Unit | 0 | 0 | 1708.8
NE1101 | HVAC Systems | Space Cooling | Air conditioner - Air conditioner (Residential) | Air conditioner - Air conditioner | Residential | HVAC | Services | Space Cooling | Air conditioner | Air conditioner | [7 empty] | 13 | [6 empty] | ASHRAE 90.2 | $/Unit | 0 | 0 | 3658.76
NE1102 | HVAC Systems | Space Cooling | Air conditioner - Air conditioner (Residential) | Air conditioner - Air conditioner | Residential | HVAC | Services | Space Cooling | Air conditioner | Air conditioner | [7 empty] | 13 | [6 empty] | ASHRAE 90.2 | $/Unit | 0 | 0 | 1971.7
NE1103 | HVAC Systems | Space Cooling | Air conditioner - Air conditioner (Residential) | Air conditioner - Air conditioner | Residential | HVAC | Services | Space Cooling | Air conditioner | Air conditioner | [7 empty] | 13 | [6 empty] | ASHRAE 90.2 | $/Unit | 0 | 0 | 3162.61
NE1104 | HVAC Systems | Space Cooling | Air conditioner - Air conditioner (Residential) | Air conditioner - Air conditioner | Residential | HVAC | Services | Space Cooling | Air conditioner | Air conditioner | [7 empty] | 13 | [6 empty] | ASHRAE 90.2 | $/Unit | 0 | 0 | 2282.03
NE1105 | HVAC Systems | Space Cooling | Air conditioner - Air conditioner (Residential) | Air conditioner - Air conditioner | Residential | HVAC | Services | Space Cooling | Air conditioner | Air conditioner | [7 empty] | 13 | [6 empty] | ASHRAE 90.2 | $/Unit | 0 | 0 | 3714.1
NE1106 | HVAC Systems | Space Cooling | Air conditioner - Air conditioner (Residential) | Air conditioner - Air conditioner | Residential | HVAC | Services | Space Cooling | Air conditioner | Air conditioner | [7 empty] | 13 | [6 empty] | ASHRAE 90.2 | $/Unit | 0 | 0 | 2576.55
NE1107 | HVAC Systems | Space Cooling | Air conditioner - Air conditioner (Residential) | Air conditioner - Air conditioner | Residential | HVAC | Services | Space Cooling | Air conditioner | Air conditioner | [7 empty] | 13 | [6 empty] | ASHRAE 90.2 | $/Unit | 0 | 0 | 4063.97
NE1108 | HVAC Systems | Space Cooling | Air conditioner - Air conditioner (Residential) | Air conditioner - Air conditioner | Residential | HVAC | Services | Space Cooling | Air conditioner | Air conditioner | [7 empty] | 14 | [6 empty] | ASHRAE 90.2 | $/Unit | 0 | 0 | 1303.59
NE1109 | HVAC Systems | Space Cooling | Air conditioner - Air conditioner (Residential) | Air conditioner - Air conditioner | Residential | HVAC | Services | Space Cooling | Air conditioner | Air conditioner | [7 empty] | 14 | [6 empty] | ASHRAE 90.2 | $/Unit | 0 | 0 | 1702.88
NE1110 | HVAC Systems | Space Cooling | Air conditioner - Air conditioner (Residential) | Air conditioner - Air conditioner | Residential | HVAC | Services | Space Cooling | Air conditioner | Air conditioner | [7 empty] | 14 | [6 empty] | ASHRAE 90.2 | $/Unit | 0 | 0 | 4815.09
NE1111 | HVAC Systems | Space Cooling | Air conditioner - Air conditioner (Residential) | Air conditioner - Air conditioner | Residential | HVAC | Services | Space Cooling | Air conditioner | Air conditioner | [7 empty] | 14 | [6 empty] | ASHRAE 90.2 | $/Unit | 0 | 0 | 1925.25
NE1112 | HVAC Systems | Space Cooling | Air conditioner - Air conditioner (Residential) | Air conditioner - Air conditioner | Residential | HVAC | Services | Space Cooling | Air conditioner | Air conditioner | [7 empty] | 14 | [6 empty] | ASHRAE 90.2 | $/Unit | 0 | 0 | 4097.57
NE1113 | HVAC Systems | Space Cooling | Air conditioner - Air conditioner (Residential) | Air conditioner - Air conditioner | Residential | HVAC | Services | Space Cooling | Air conditioner | Air conditioner | [7 empty] | 14 | [6 empty] | ASHRAE 90.2 | $/Unit | 0 | 0 | 2156.51
NE1114 | HVAC Systems | Space Cooling | Air conditioner - Air conditioner (Residential) | Air conditioner - Air conditioner | Residential | HVAC | Services | Space Cooling | Air conditioner | Air conditioner | [7 empty] | 14 | [6 empty] | ASHRAE 90.2 | $/Unit | 0 | 0 | 5549.41
NE1115 | HVAC Systems | Space Cooling | Air conditioner - Air conditioner (Residential) | Air conditioner - Air conditioner | Residential | HVAC | Services | Space Cooling | Air conditioner | Air conditioner | [7 empty] | 14 | [6 empty] | ASHRAE 90.2 | $/Unit | 0 | 0 | 2344.3
NE1116 | HVAC Systems | Space Cooling | Air conditioner - Air conditioner (Residential) | Air conditioner - Air conditioner | Residential | HVAC | Services | Space Cooling | Air conditioner | Air conditioner | [7 empty] | 14 | [6 empty] | ASHRAE 90.2 | $/Unit | 0 | 0 | 2732.7
NE1117 | HVAC Systems | Space Cooling | Air conditioner - Air conditioner (Residential) | Air conditioner - Air conditioner | Residential | HVAC | Services | Space Cooling | Air conditioner | Air conditioner | [7 empty] | 15 | [6 empty] | ASHRAE 90.2 | $/Unit | 0 | 0 | 2077.45
NE1118 | HVAC Systems | Space Cooling | Air conditioner - Air conditioner (Residential) | Air conditioner - Air conditioner | Residential | HVAC | Services | Space Cooling | Air conditioner | Air conditioner | [7 empty] | 15 | [6 empty] | ASHRAE 90.2 | $/Unit | 0 | 0 | 2189.13
NE1119 | HVAC Systems | Space Cooling | Air conditioner - Air conditioner (Residential) | Air conditioner - Air conditioner | Residential | HVAC | Services | Space Cooling | Air conditioner | Air conditioner | [7 empty] | 15 | [6 empty] | ASHRAE 90.2 | $/Unit | 0 | 0 | 2796.94
NE1120 | HVAC Systems | Space Cooling | Air conditioner - Air conditioner (Residential) | Air conditioner - Air conditioner | Residential | HVAC | Services | Space Cooling | Air conditioner | Air conditioner | [7 empty] | 15 | [6 empty] | ASHRAE 90.2 | $/Unit | 0 | 0 | 2665.5
NE1121 | HVAC Systems | Space Cooling | Air conditioner - Air conditioner (Residential) | Air conditioner - Air conditioner | Residential | HVAC | Services | Space Cooling | Air conditioner | Air conditioner | [7 empty] | 15 | [6 empty] | ASHRAE 90.2 | $/Unit | 0 | 0 | 2805.83
NE1122 | HVAC Systems | Space Cooling | Air conditioner - Air conditioner (Residential) | Air conditioner - Air conditioner | Residential | HVAC | Services | Space Cooling | Air conditioner | Air conditioner | [7 empty] | 15 | [6 empty] | ASHRAE 90.2 | $/Unit | 0 | 0 | 2805.83
NE1123 | HVAC Systems | Space Cooling | Air conditioner - Air conditioner (Residential) | Air conditioner - Air conditioner | Residential | HVAC | Services | Space Cooling | Air conditioner | Air conditioner | [7 empty] | 16 | [6 empty] | ASHRAE 90.2 | $/Unit | 0 | 0 | 2460.91
NE1124 | HVAC Systems | Space Cooling | Air conditioner - Air conditioner (Residential) | Air conditioner - Air conditioner | Residential | HVAC | Services | Space Cooling | Air conditioner | Air conditioner | [7 empty] | 16 | [6 empty] | ASHRAE 90.2 | $/Unit | 0 | 0 | 2516.26
NE1125 | HVAC Systems | Space Cooling | Air conditioner - Air conditioner (Residential) | Air conditioner - Air conditioner | Residential | HVAC | Services | Space Cooling | Air conditioner | Air conditioner | [7 empty] | 16 | [6 empty] | ASHRAE 90.2 | $/Unit | 0 | 0 | 3234.77
NE1126 | HVAC Systems | Space Cooling | Air conditioner - Air conditioner (Residential) | Air conditioner - Air conditioner | Residential | HVAC | Services | Space Cooling | Air conditioner | Air conditioner | [7 empty] | 16 | [6 empty] | ASHRAE 90.2 | $/Unit | 0 | 0 | 3739.8
NE1516 | HVAC Systems | Space Cooling | Air conditioner - Air conditioner (Residential) | Air conditioner - Air conditioner | Residential | HVAC | Services | Space Cooling | Air conditioner | Air conditioner | [5 empty] | 7.7 |  | 18 | [6 empty] | Faithful + Gould | $/Unit | 0 | 0 | 2873.29
NE1517 | HVAC Systems | Space Cooling | Air conditioner - Air conditioner (Residential) | Air conditioner - Air conditioner | Residential | HVAC | Services | Space Cooling | Air conditioner | Air conditioner | [5 empty] | 7.7 |  | 17.5 | [6 empty] | Faithful + Gould | $/Unit | 0 | 0 | 4263.25
NE1518 | HVAC Systems | Space Cooling | Air conditioner - Air conditioner (Residential) | Air conditioner - Air conditioner | Residential | HVAC | Services | Space Cooling | Air conditioner | Air conditioner | [5 empty] | 7.7 |  | 18 | [6 empty] | Faithful + Gould | $/Unit | 0 | 0 | 5133.87
NE1519 | HVAC Systems | Space Cooling | Air conditioner - Air conditioner (Residential) | Air conditioner - Air conditioner | Residential | HVAC | Services | Space Cooling | Air conditioner | Air conditioner | [5 empty] | 10.5 |  | 17.5 | [6 empty] | Faithful + Gould | $/Unit | 0 | 0 | 4453.49
NE1521 | HVAC Systems | Space Cooling | Air conditioner - Air conditioner (Residential) | Air conditioner - Air conditioner | Residential | HVAC | Services | Space Cooling | Air conditioner | Air conditioner | [5 empty] | 7.7 |  | 18 | [6 empty] | Faithful + Gould | $/Unit | 0 | 0 | 5054.52
NE1522 | HVAC Systems | Space Cooling | Air conditioner - Air conditioner (Residential) | Air conditioner - Air conditioner | Residential | HVAC | Services | Space Cooling | Air conditioner | Air conditioner | [5 empty] | 7.7 |  | 18 | [6 empty] | Faithful + Gould | $/Unit | 0 | 0 | 4973.99
NE1527 | HVAC Systems | Space Cooling | Air conditioner - Air conditioner (Residential) | Air conditioner - Air conditioner | Residential | HVAC | Services | Space Cooling | Air conditioner | Air conditioner | [5 empty] | 7.7 |  | 17.5 | [6 empty] | Faithful + Gould | $/Unit | 0 | 0 | 4057.85
NE1528 | HVAC Systems | Space Cooling | Air conditioner - Air conditioner (Residential) | Air conditioner - Air conditioner | Residential | HVAC | Services | Space Cooling | Air conditioner | Air conditioner |  |  | 19000 |  |  | 8.8 |  | 16.5 | [6 empty] | Faithful + Gould | $/Unit | 0 | 0 | 3113.24
NE1530 | HVAC Systems | Space Cooling | Air conditioner - Air conditioner (Residential) | Air conditioner - Air conditioner | Residential | HVAC | Services | Space Cooling | Air conditioner | Air conditioner |  |  | 18000 |  |  | 8.8 |  | 16.5 | [6 empty] | Faithful + Gould | $/Unit | 0 | 0 | 3084.05
NE1531 | HVAC Systems | Space Cooling | Air conditioner - Air conditioner (Residential) | Air conditioner - Air conditioner | Residential | HVAC | Services | Space Cooling | Air conditioner | Air conditioner |  |  | 12000 |  |  | 11 |  | 22 | [6 empty] | Faithful + Gould | $/Unit | 0 | 0 | 1721.4
NE1532 | HVAC Systems | Space Cooling | Air conditioner - Air conditioner (Residential) | Air conditioner - Air conditioner | Residential | HVAC | Services | Space Cooling | Air conditioner | Air conditioner |  |  | 12000 |  |  | 11 |  | 25 | [6 empty] | Faithful + Gould | $/Unit | 0 | 0 | 1861.45
NE1533 | HVAC Systems | Space Cooling | Air conditioner - Air conditioner (Residential) | Air conditioner - Air conditioner | Residential | HVAC | Services | Space Cooling | Air conditioner | Air conditioner |  |  | 18000 |  |  |  |  | 19 | [6 empty] | Faithful + Gould | $/Unit | 0 | 0 | 2059.85
NE1534 | HVAC Systems | Space Cooling | Air conditioner - Air conditioner (Residential) | Air conditioner - Air conditioner | Residential | HVAC | Services | Space Cooling | Air conditioner | Air conditioner |  |  | 22000 |  |  | 10 |  | 18 | [6 empty] | Faithful + Gould | $/Unit | 0 | 0 | 2624.71
NE1535 | HVAC Systems | Space Cooling | Air conditioner - Air conditioner (Residential) | Air conditioner - Air conditioner | Residential | HVAC | Services | Space Cooling | Air conditioner | Air conditioner |  |  | 24000 |  |  |  |  | 17.5 | [6 empty] | Faithful + Gould | $/Unit | 0 | 0 | 2164.88
NE1536 | HVAC Systems | Space Cooling | Air conditioner - Air conditioner (Residential) | Air conditioner - Air conditioner | Residential | HVAC | Services | Space Cooling | Air conditioner | Air conditioner |  |  | 30700 |  |  |  |  | 16.5 | [6 empty] | Faithful + Gould | $/Unit | 0 | 0 | 2655.05
NE1537 | HVAC Systems | Space Cooling | Air conditioner - Air conditioner (Residential) | Air conditioner - Air conditioner | Residential | HVAC | Services | Space Cooling | Air conditioner | Air conditioner |  |  | 33100 |  |  |  |  | 15.5 | [6 empty] | Faithful + Gould | $/Unit | 0 | 0 | 3448.65
NE1538 | HVAC Systems | Space Cooling | Air conditioner - Air conditioner (Residential) | Air conditioner - Air conditioner | Residential | HVAC | Services | Space Cooling | Air conditioner | Air conditioner |  |  | 9000 |  |  | 11 |  | 23 | [6 empty] | Faithful + Gould | $/Unit | 0 | 0 | 1604.7
NE0877 | Electrical | Lighting | Interior Lighting Controls - Occupancy Sensor (Residential) | Interior Lighting Controls - Occupancy Sensor | Residential | Electrical | Services | Lighting | Occupancy Sensor | Interior Lighting Controls | [14 empty] | Faithful + Gould | $/Unit | 0 | 0 | 127.08
NE0883 | Electrical | Lighting | Interior Lighting Controls - Occupancy Sensor (Residential) | Interior Lighting Controls - Occupancy Sensor | Residential | Electrical | Services | Lighting | Occupancy Sensor | Interior Lighting Controls | [14 empty] | Faithful + Gould | $/Unit | 0 | 0 | 91.02
NE0848 | Electrical | Lighting | Interior Lighting - PAR30 (Residential) | Interior Lighting - PAR30 | Residential | Electrical | Services | Lighting | PAR30 | Interior Lighting | [14 empty] | Faithful + Gould | $/Unit | 0 | 0 | 60.67
NE0849 | Electrical | Lighting | Interior Lighting - PAR30 (Residential) | Interior Lighting - PAR30 | Residential | Electrical | Services | Lighting | PAR30 | Interior Lighting | [14 empty] | Faithful + Gould | $/Unit | 0 | 0 | 60.67
NE0850 | Electrical | Lighting | Interior Lighting - PAR30 (Residential) | Interior Lighting - PAR30 | Residential | Electrical | Services | Lighting | PAR30 | Interior Lighting | [14 empty] | Faithful + Gould | $/Unit | 0 | 0 | 60.67
NE0851 | Electrical | Lighting | Interior Lighting - PAR30 (Residential) | Interior Lighting - PAR30 | Residential | Electrical | Services | Lighting | PAR30 | Interior Lighting | [14 empty] | Faithful + Gould | $/Unit | 0 | 0 | 60.67
NE0852 | Electrical | Lighting | Interior Lighting - PAR30 (Residential) | Interior Lighting - PAR30 | Residential | Electrical | Services | Lighting | PAR30 | Interior Lighting | [14 empty] | Faithful + Gould | $/Unit | 0 | 0 | 60.67
NE0853 | Electrical | Lighting | Interior Lighting - PAR30 (Residential) | Interior Lighting - PAR30 | Residential | Electrical | Services | Lighting | PAR30 | Interior Lighting | [14 empty] | Faithful + Gould | $/Unit | 0 | 0 | 60.67
NE0854 | Electrical | Lighting | Interior Lighting - PAR30 (Residential) | Interior Lighting - PAR30 | Residential | Electrical | Services | Lighting | PAR30 | Interior Lighting | [14 empty] | Faithful + Gould | $/Unit | 0 | 0 | 60.67
NE0855 | Electrical | Lighting | Interior Lighting - PAR30 (Residential) | Interior Lighting - PAR30 | Residential | Electrical | Services | Lighting | PAR30 | Interior Lighting | [14 empty] | Faithful + Gould | $/Unit | 0 | 0 | 60.67
NE0284 | Electrical | Lighting | Interior Lighting - Pulse Start Metal Halide (Commercial Retrofit) | Interior Lighting - Pulse Start Metal Halide | Commercial Retrofit | Electrical | Services | Lighting | Pulse Start Metal Halide | Interior Lighting | [14 empty] | DEER | $/Fixture | 0 | 71.32 | 133.76
NE0285 | Electrical | Lighting | Interior Lighting - Pulse Start Metal Halide (Commercial) | Interior Lighting - Pulse Start Metal Halide | Commercial | Electrical | Services | Lighting | Pulse Start Metal Halide | Interior Lighting | [14 empty] | DEER | $/Fixture | 0 | 98.26 | 133.76
NE0286 | Electrical | Lighting | Interior Lighting - Pulse Start Metal Halide (Commercial Retrofit) | Interior Lighting - Pulse Start Metal Halide | Commercial Retrofit | Electrical | Services | Lighting | Pulse Start Metal Halide | Interior Lighting | [14 empty] | DEER | $/Fixture | 0 | 71.32 | 146.6
NE0287 | Electrical | Lighting | Interior Lighting - Pulse Start Metal Halide (Commercial) | Interior Lighting - Pulse Start Metal Halide | Commercial | Electrical | Services | Lighting | Pulse Start Metal Halide | Interior Lighting | [14 empty] | DEER | $/Fixture | 0 | 98.26 | 146.6
NE0288 | Electrical | Lighting | Interior Lighting - Pulse Start Metal Halide (Commercial Retrofit) | Interior Lighting - Pulse Start Metal Halide | Commercial Retrofit | Electrical | Services | Lighting | Pulse Start Metal Halide | Interior Lighting | [14 empty] | DEER | $/Fixture | 0 | 71.32 | 163.7
NE0289 | Electrical | Lighting | Interior Lighting - Pulse Start Metal Halide (Commercial) | Interior Lighting - Pulse Start Metal Halide | Commercial | Electrical | Services | Lighting | Pulse Start Metal Halide | Interior Lighting | [14 empty] | DEER | $/Fixture | 0 | 98.26 | 163.7
NE0843 | Electrical | Lighting | Interior Lighting - Pulse Start Metal Halide (Residential) | Interior Lighting - Pulse Start Metal Halide | Residential | Electrical | Services | Lighting | Pulse Start Metal Halide | Interior Lighting | [14 empty] | Faithful + Gould | $/Unit | 0 | 0 | 38.51
NE0889 | Electrical | Lighting | Interior Lighting Controls - Switch Kit (Residential) | Interior Lighting Controls - Switch Kit | Residential | Electrical | Services | Lighting | Switch Kit | Interior Lighting Controls | [14 empty] | Faithful + Gould | $/Unit | 0 | 0 | 75.25
NE0864 | Electrical | Lighting | Interior Lighting Controls - Timer (Residential) | Interior Lighting Controls - Timer | Residential | Electrical | Services | Lighting | Timer | Interior Lighting Controls | [14 empty] | Faithful + Gould | $/Unit | 0 | 0 | 13.95
NE0871 | Electrical | Lighting | Interior Lighting Controls - Timer (Residential) | Interior Lighting Controls - Timer | Residential | Electrical | Services | Lighting | Timer | Interior Lighting Controls | [14 empty] | Faithful + Gould | $/Unit | 0 | 0 | 70.01
NE0878 | Electrical | Lighting | Interior Lighting Controls - Timer (Residential) | Interior Lighting Controls - Timer | Residential | Electrical | Services | Lighting | Timer | Interior Lighting Controls | [14 empty] | Faithful + Gould | $/Unit | 0 | 0 | 50.17
NE0880 | Electrical | Lighting | Interior Lighting Controls - Timer (Residential) | Interior Lighting Controls - Timer | Residential | Electrical | Services | Lighting | Timer | Interior Lighting Controls | [14 empty] | Faithful + Gould | $/Unit | 0 | 0 | 56.02
NE0881 | Electrical | Lighting | Interior Lighting Controls - Timer (Residential) | Interior Lighting Controls - Timer | Residential | Electrical | Services | Lighting | Timer | Interior Lighting Controls | [14 empty] | Faithful + Gould | $/Unit | 0 | 0 | 51.41
NE0981 | HVAC Systems | Space Cooling | Air conditioner - Air conditioner (Multi-Family) | Air conditioner - Air conditioner | Multifamily | HVAC | Services | Space Cooling | Air conditioner | Air conditioner | [7 empty] | 13 | [6 empty] | ASHRAE 90.2 | $/Unit | 0 | 0 | 980.41
NE0982 | HVAC Systems | Space Cooling | Air conditioner - Air conditioner (Multi-Family) | Air conditioner - Air conditioner | Multifamily | HVAC | Services | Space Cooling | Air conditioner | Air conditioner | [7 empty] | 13 | [6 empty] | ASHRAE 90.2 | $/Unit | 0 | 0 | 1449.87
NE0983 | HVAC Systems | Space Cooling | Air conditioner - Air conditioner (Multi-Family) | Air conditioner - Air conditioner | Multifamily | HVAC | Services | Space Cooling | Air conditioner | Air conditioner | [7 empty] | 13 | [6 empty] | ASHRAE 90.2 | $/Unit | 0 | 0 | 4113.38
NE0984 | HVAC Systems | Space Cooling | Air conditioner - Air conditioner (Multi-Family) | Air conditioner - Air conditioner | Multifamily | HVAC | Services | Space Cooling | Air conditioner | Air conditioner | [7 empty] | 13 | [6 empty] | ASHRAE 90.2 | $/Unit | 0 | 0 | 1607.01
NE0985 | HVAC Systems | Space Cooling | Air conditioner - Air conditioner (Multi-Family) | Air conditioner - Air conditioner | Multifamily | HVAC | Services | Space Cooling | Air conditioner | Air conditioner | [7 empty] | 13 | [6 empty] | ASHRAE 90.2 | $/Unit | 0 | 0 | 4444.46
NE0986 | HVAC Systems | Space Cooling | Air conditioner - Air conditioner (Multi-Family) | Air conditioner - Air conditioner | Multifamily | HVAC | Services | Space Cooling | Air conditioner | Air conditioner | [7 empty] | 13 | [6 empty] | ASHRAE 90.2 | $/Unit | 0 | 0 | 1854.09
NE0987 | HVAC Systems | Space Cooling | Air conditioner - Air conditioner (Multi-Family) | Air conditioner - Air conditioner | Multifamily | HVAC | Services | Space Cooling | Air conditioner | Air conditioner | [7 empty] | 13 | [6 empty] | ASHRAE 90.2 | $/Unit | 0 | 0 | 4888.22
NE0988 | HVAC Systems | Space Cooling | Air conditioner - Air conditioner (Multi-Family) | Air conditioner - Air conditioner | Multifamily | HVAC | Services | Space Cooling | Air conditioner | Air conditioner | [7 empty] | 13 | [6 empty] | ASHRAE 90.2 | $/Unit | 0 | 0 | 2144.65
NE0989 | HVAC Systems | Space Cooling | Air conditioner - Air conditioner (Multi-Family) | Air conditioner - Air conditioner | Multifamily | HVAC | Services | Space Cooling | Air conditioner | Air conditioner | [7 empty] | 13 | [6 empty] | ASHRAE 90.2 | $/Unit | 0 | 0 | 5876.54
NE0990 | HVAC Systems | Space Cooling | Air conditioner - Air conditioner (Multi-Family) | Air conditioner - Air conditioner | Multifamily | HVAC | Services | Space Cooling | Air conditioner | Air conditioner | [7 empty] | 13 | [6 empty] | ASHRAE 90.2 | $/Unit | 0 | 0 | 2421.38
NE0991 | HVAC Systems | Space Cooling | Air conditioner - Air conditioner (Multi-Family) | Air conditioner - Air conditioner | Multifamily | HVAC | Services | Space Cooling | Air conditioner | Air conditioner | [7 empty] | 13 | [6 empty] | ASHRAE 90.2 | $/Unit | 0 | 0 | 6921.2
NE0992 | HVAC Systems | Space Cooling | Air conditioner - Air conditioner (Multi-Family) | Air conditioner - Air conditioner | Multifamily | HVAC | Services | Space Cooling | Air conditioner | Air conditioner | [7 empty] | 14 | [6 empty] | ASHRAE 90.2 | $/Unit | 0 | 0 | 1225.51
NE0993 | HVAC Systems | Space Cooling | Air conditioner - Air conditioner (Multi-Family) | Air conditioner - Air conditioner | Multifamily | HVAC | Services | Space Cooling | Air conditioner | Air conditioner | [7 empty] | 14 | [6 empty] | ASHRAE 90.2 | $/Unit | 0 | 0 | 1601.08
NE0994 | HVAC Systems | Space Cooling | Air conditioner - Air conditioner (Multi-Family) | Air conditioner - Air conditioner | Multifamily | HVAC | Services | Space Cooling | Air conditioner | Air conditioner | [7 empty] | 14 | [6 empty] | ASHRAE 90.2 | $/Unit | 0 | 0 | 3736.83
NE0995 | HVAC Systems | Space Cooling | Air conditioner - Air conditioner (Multi-Family) | Air conditioner - Air conditioner | Multifamily | HVAC | Services | Space Cooling | Air conditioner | Air conditioner | [7 empty] | 14 | [6 empty] | ASHRAE 90.2 | $/Unit | 0 | 0 | 1809.62
NE0996 | HVAC Systems | Space Cooling | Air conditioner - Air conditioner (Multi-Family) | Air conditioner - Air conditioner | Multifamily | HVAC | Services | Space Cooling | Air conditioner | Air conditioner | [7 empty] | 14 | [6 empty] | ASHRAE 90.2 | $/Unit | 0 | 0 | 4117.34
NE0997 | HVAC Systems | Space Cooling | Air conditioner - Air conditioner (Multi-Family) | Air conditioner - Air conditioner | Multifamily | HVAC | Services | Space Cooling | Air conditioner | Air conditioner | [7 empty] | 14 | [6 empty] | ASHRAE 90.2 | $/Unit | 0 | 0 | 2028.03
NE0998 | HVAC Systems | Space Cooling | Air conditioner - Air conditioner (Multi-Family) | Air conditioner - Air conditioner | Multifamily | HVAC | Services | Space Cooling | Air conditioner | Air conditioner | [7 empty] | 14 | [6 empty] | ASHRAE 90.2 | $/Unit | 0 | 0 | 4564.05
NE0999 | HVAC Systems | Space Cooling | Air conditioner - Air conditioner (Multi-Family) | Air conditioner - Air conditioner | Multifamily | HVAC | Services | Space Cooling | Air conditioner | Air conditioner | [7 empty] | 14 | [6 empty] | ASHRAE 90.2 | $/Unit | 0 | 0 | 2203.95
NE1000 | HVAC Systems | Space Cooling | Air conditioner - Air conditioner (Multi-Family) | Air conditioner - Air conditioner | Multifamily | HVAC | Services | Space Cooling | Air conditioner | Air conditioner | [7 empty] | 14 | [6 empty] | ASHRAE 90.2 | $/Unit | 0 | 0 | 2569.63
NE1001 | HVAC Systems | Space Cooling | Air conditioner - Air conditioner (Multi-Family) | Air conditioner - Air conditioner | Multifamily | HVAC | Services | Space Cooling | Air conditioner | Air conditioner | [7 empty] | 15 | [6 empty] | ASHRAE 90.2 | $/Unit | 0 | 0 | 1952.92
NE1002 | HVAC Systems | Space Cooling | Air conditioner - Air conditioner (Multi-Family) | Air conditioner - Air conditioner | Multifamily | HVAC | Services | Space Cooling | Air conditioner | Air conditioner | [7 empty] | 15 | [6 empty] | ASHRAE 90.2 | $/Unit | 0 | 0 | 2057.68
NE1003 | HVAC Systems | Space Cooling | Air conditioner - Air conditioner (Multi-Family) | Air conditioner - Air conditioner | Multifamily | HVAC | Services | Space Cooling | Air conditioner | Air conditioner | [7 empty] | 15 | [6 empty] | ASHRAE 90.2 | $/Unit | 0 | 0 | 2628.93
NE1004 | HVAC Systems | Space Cooling | Air conditioner - Air conditioner (Multi-Family) | Air conditioner - Air conditioner | Multifamily | HVAC | Services | Space Cooling | Air conditioner | Air conditioner | [7 empty] | 15 | [6 empty] | ASHRAE 90.2 | $/Unit | 0 | 0 | 2505.39
NE1005 | HVAC Systems | Space Cooling | Air conditioner - Air conditioner (Multi-Family) | Air conditioner - Air conditioner | Multifamily | HVAC | Services | Space Cooling | Air conditioner | Air conditioner | [7 empty] | 15 | [6 empty] | ASHRAE 90.2 | $/Unit | 0 | 0 | 2636.83
NE1006 | HVAC Systems | Space Cooling | Air conditioner - Air conditioner (Multi-Family) | Air conditioner - Air conditioner | Multifamily | HVAC | Services | Space Cooling | Air conditioner | Air conditioner | [7 empty] | 15 | [6 empty] | ASHRAE 90.2 | $/Unit | 0 | 0 | 2636.83
NE1007 | HVAC Systems | Space Cooling | Air conditioner - Air conditioner (Multi-Family) | Air conditioner - Air conditioner | Multifamily | HVAC | Services | Space Cooling | Air conditioner | Air conditioner | [7 empty] | 16 | [6 empty] | ASHRAE 90.2 | $/Unit | 0 | 0 | 2313.66
NE0521 | Electrical | Lighting | Interior Lighting - FL (Commercial) | Interior Lighting - FL | Commercial | Electrical | Services | Lighting | FL | Interior Lighting | [14 empty] | DEER | $/Fixture | 0 | 68.42 | 56.75
NE0522 | Electrical | Lighting | Interior Lighting - FL (Commercial Retrofit) | Interior Lighting - FL | Commercial Retrofit | Electrical | Services | Lighting | FL | Interior Lighting | [14 empty] | DEER | $/Fixture | 0 | 51.78 | 58.83
NE0523 | Electrical | Lighting | Interior Lighting - FL (Commercial) | Interior Lighting - FL | Commercial | Electrical | Services | Lighting | FL | Interior Lighting | [14 empty] | DEER | $/Fixture | 0 | 68.42 | 58.83
NE0524 | Electrical | Lighting | Interior Lighting - FL (Commercial Retrofit) | Interior Lighting - FL | Commercial Retrofit | Electrical | Services | Lighting | FL | Interior Lighting | [14 empty] | DEER | $/Fixture | 0 | 37.85 | 48.34
NE0525 | Electrical | Lighting | Interior Lighting - FL (Commercial) | Interior Lighting - FL | Commercial | Electrical | Services | Lighting | FL | Interior Lighting | [14 empty] | DEER | $/Fixture | 0 | 68.42 | 48.34
NE0526 | Electrical | Lighting | Interior Lighting - FL (Commercial Retrofit) | Interior Lighting - FL | Commercial Retrofit | Electrical | Services | Lighting | FL | Interior Lighting | [14 empty] | DEER | $/Fixture | 0 | 37.85 | 51.39
NE0527 | Electrical | Lighting | Interior Lighting - FL (Commercial) | Interior Lighting - FL | Commercial | Electrical | Services | Lighting | FL | Interior Lighting | [14 empty] | DEER | $/Fixture | 0 | 68.42 | 51.39
NE0528 | Electrical | Lighting | Interior Lighting - FL (Commercial Retrofit) | Interior Lighting - FL | Commercial Retrofit | Electrical | Services | Lighting | FL | Interior Lighting | [14 empty] | DEER | $/Fixture | 0 | 37.85 | 89.21
NE0529 | Electrical | Lighting | Interior Lighting - FL (Commercial) | Interior Lighting - FL | Commercial | Electrical | Services | Lighting | FL | Interior Lighting | [14 empty] | DEER | $/Fixture | 0 | 68.42 | 89.21
NE0290 | Electrical | Lighting | Exterior Lighting - High Pressure Sodium (Commercial Retrofit) | Exterior Lighting - High Pressure Sodium | Commercial Retrofit | Electrical | Services | Lighting | High Pressure Sodium | Exterior Lighting | [14 empty] | DEER | $/Fixture | 0 | 71.32 | 119.93
NE0291 | Electrical | Lighting | Exterior Lighting - High Pressure Sodium (Commercial) | Exterior Lighting - High Pressure Sodium | Commercial | Electrical | Services | Lighting | High Pressure Sodium | Exterior Lighting | [14 empty] | DEER | $/Fixture | 0 | 98.26 | 119.93
NE0292 | Electrical | Lighting | Exterior Lighting - High Pressure Sodium (Commercial Retrofit) | Exterior Lighting - High Pressure Sodium | Commercial Retrofit | Electrical | Services | Lighting | High Pressure Sodium | Exterior Lighting | [14 empty] | DEER | $/Fixture | 0 | 71.32 | 142.42
NE0293 | Electrical | Lighting | Exterior Lighting - High Pressure Sodium (Commercial) | Exterior Lighting - High Pressure Sodium | Commercial | Electrical | Services | Lighting | High Pressure Sodium | Exterior Lighting | [14 empty] | DEER | $/Fixture | 0 | 98.26 | 142.42
NE0294 | Electrical | Lighting | Exterior Lighting - High Pressure Sodium (Commercial Retrofit) | Exterior Lighting - High Pressure Sodium | Commercial Retrofit | Electrical | Services | Lighting | High Pressure Sodium | Exterior Lighting | [14 empty] | DEER | $/Fixture | 0 | 71.32 | 178.44
NE0295 | Electrical | Lighting | Exterior Lighting - High Pressure Sodium (Commercial) | Exterior Lighting - High Pressure Sodium | Commercial | Electrical | Services | Lighting | High Pressure Sodium | Exterior Lighting | [14 empty] | DEER | $/Fixture | 0 | 98.26 | 178.44
NE0296 | Electrical | Lighting | Exterior Lighting - High Pressure Sodium (Commercial Retrofit) | Exterior Lighting - High Pressure Sodium | Commercial Retrofit | Electrical | Services | Lighting | High Pressure Sodium | Exterior Lighting | [14 empty] | DEER | $/Fixture | 0 | 71.32 | 187.44
NE0297 | Electrical | Lighting | Exterior Lighting - High Pressure Sodium (Commercial) | Exterior Lighting - High Pressure Sodium | Commercial | Electrical | Services | Lighting | High Pressure Sodium | Exterior Lighting | [14 empty] | DEER | $/Fixture | 0 | 98.26 | 187.44
NE0298 | Electrical | Lighting | Exterior Lighting - High Pressure Sodium (Commercial Retrofit) | Exterior Lighting - High Pressure Sodium | Commercial Retrofit | Electrical | Services | Lighting | High Pressure Sodium | Exterior Lighting | [14 empty] | DEER | $/Fixture | 0 | 17.83 | 95.26
NE0299 | Electrical | Lighting | Exterior Lighting - High Pressure Sodium (Commercial) | Exterior Lighting - High Pressure Sodium | Commercial | Electrical | Services | Lighting | High Pressure Sodium | Exterior Lighting | [14 empty] | DEER | $/Fixture | 0 | 33.67 | 95.26
NE0300 | Electrical | Lighting | Exterior Lighting - High Pressure Sodium (Commercial Retrofit) | Exterior Lighting - High Pressure Sodium | Commercial Retrofit | Electrical | Services | Lighting | High Pressure Sodium | Exterior Lighting | [14 empty] | DEER | $/Fixture | 0 | 17.83 | 109.67
NE0301 | Electrical | Lighting | Exterior Lighting - High Pressure Sodium (Commercial) | Exterior Lighting - High Pressure Sodium | Commercial | Electrical | Services | Lighting | High Pressure Sodium | Exterior Lighting | [14 empty] | DEER | $/Fixture | 0 | 33.67 | 109.67
NE0856 | Electrical | Lighting | Interior Lighting - Incandescent (Residential) | Interior Lighting - Incandescent | Residential | Electrical | Services | Lighting | Incandescent | Interior Lighting | [14 empty] | Faithful + Gould | $/Unit | 0 | 0 | 0.8
NE0857 | Electrical | Lighting | Interior Lighting - Incandescent (Residential) | Interior Lighting - Incandescent | Residential | Electrical | Services | Lighting | Incandescent | Interior Lighting | [14 empty] | Faithful + Gould | $/Unit | 0 | 0 | 0.63
NE0858 | Electrical | Lighting | Interior Lighting - Incandescent (Residential) | Interior Lighting - Incandescent | Residential | Electrical | Services | Lighting | Incandescent | Interior Lighting | [14 empty] | Faithful + Gould | $/Unit | 0 | 0 | 0.56
NE0859 | Electrical | Lighting | Interior Lighting - Incandescent (Residential) | Interior Lighting - Incandescent | Residential | Electrical | Services | Lighting | Incandescent | Interior Lighting | [14 empty] | Faithful + Gould | $/Unit | 0 | 0 | 0.72
NE0847 | Electrical | Lighting | Interior Lighting - LED PAR30 (Residential) | Interior Lighting - LED PAR30 | Residential | Electrical | Services | Lighting | LED PAR30 | Interior Lighting | [14 empty] | Faithful + Gould | $/Unit | 0 | 0 | 35
NE0302 | Electrical | Lighting | Exterior Lighting - Metal Halide (Commercial Retrofit) | Exterior Lighting - Metal Halide | Commercial Retrofit | Electrical | Services | Lighting | Metal Halide | Exterior Lighting | [14 empty] | DEER | $/Fixture | 0 | 71.32 | 136.06
NE0303 | Electrical | Lighting | Exterior Lighting - Metal Halide (Commercial) | Exterior Lighting - Metal Halide | Commercial | Electrical | Services | Lighting | Metal Halide | Exterior Lighting | [14 empty] | DEER | $/Fixture | 0 | 98.26 | 136.06
NE0304 | Electrical | Lighting | Exterior Lighting - Metal Halide (Commercial Retrofit) | Exterior Lighting - Metal Halide | Commercial Retrofit | Electrical | Services | Lighting | Metal Halide | Exterior Lighting | [14 empty] | DEER | $/Fixture | 0 | 17.83 | 125.86
NE0305 | Electrical | Lighting | Exterior Lighting - Metal Halide (Commercial) | Exterior Lighting - Metal Halide | Commercial | Electrical | Services | Lighting | Metal Halide | Exterior Lighting | [14 empty] | DEER | $/Fixture | 0 | 33.67 | 125.86
NE0306 | Electrical | Lighting | Exterior Lighting - Metal Halide (Commercial Retrofit) | Exterior Lighting - Metal Halide | Commercial Retrofit | Electrical | Services | Lighting | Metal Halide | Exterior Lighting | [14 empty] | DEER | $/Fixture | 0 | 17.83 | 130.96
NE0307 | Electrical | Lighting | Exterior Lighting - Metal Halide (Commercial) | Exterior Lighting - Metal Halide | Commercial | Electrical | Services | Lighting | Metal Halide | Exterior Lighting | [14 empty] | DEER | $/Fixture | 0 | 34.07 | 130.96
NE0308 | Electrical | Lighting | Exterior Lighting - Metal Halide (Commercial Retrofit) | Exterior Lighting - Metal Halide | Commercial Retrofit | Electrical | Services | Lighting | Metal Halide | Exterior Lighting | [14 empty] | DEER | $/Fixture | 0 | 71.32 | 151.06
NE0309 | Electrical | Lighting | Exterior Lighting - Metal Halide (Commercial) | Exterior Lighting - Metal Halide | Commercial | Electrical | Services | Lighting | Metal Halide | Exterior Lighting | [14 empty] | DEER | $/Fixture | 0 | 98.26 | 151.06
NE0310 | Electrical | Lighting | Exterior Lighting - Metal Halide (Commercial Retrofit) | Exterior Lighting - Metal Halide | Commercial Retrofit | Electrical | Services | Lighting | Metal Halide | Exterior Lighting | [14 empty] | DEER | $/Fixture | 0 | 71.32 | 162.48
NE0311 | Electrical | Lighting | Exterior Lighting - Metal Halide (Commercial) | Exterior Lighting - Metal Halide | Commercial | Electrical | Services | Lighting | Metal Halide | Exterior Lighting | [14 empty] | DEER | $/Fixture | 0 | 98.26 | 162.48
NE0840 | Electrical | Lighting | Interior Lighting - Metal Halide (Residential) | Interior Lighting - Metal Halide | Residential | Electrical | Services | Lighting | Metal Halide | Interior Lighting | [14 empty] | Faithful + Gould | $/Unit | 0 | 0 | 18.66
NE0841 | Electrical | Lighting | Interior Lighting - Metal Halide (Residential) | Interior Lighting - Metal Halide | Residential | Electrical | Services | Lighting | Metal Halide | Interior Lighting | [14 empty] | Faithful + Gould | $/Unit | 0 | 0 | 18.66
NE0842 | Electrical | Lighting | Interior Lighting - Metal Halide (Residential) | Interior Lighting - Metal Halide | Residential | Electrical | Services | Lighting | Metal Halide | Interior Lighting | [14 empty] | Faithful + Gould | $/Unit | 0 | 0 | 18.66
NE0844 | Electrical | Lighting | Interior Lighting - Metal Halide (Residential) | Interior Lighting - Metal Halide | Residential | Electrical | Services | Lighting | Metal Halide | Interior Lighting | [14 empty] | Faithful + Gould | $/Unit | 0 | 0 | 18.66
NE0845 | Electrical | Lighting | Interior Lighting - Metal Halide (Residential) | Interior Lighting - Metal Halide | Residential | Electrical | Services | Lighting | Metal Halide | Interior Lighting | [14 empty] | Faithful + Gould | $/Unit | 0 | 0 | 16.33
NE0846 | Electrical | Lighting | Interior Lighting - Metal Halide (Residential) | Interior Lighting - Metal Halide | Residential | Electrical | Services | Lighting | Metal Halide | Interior Lighting | [14 empty] | Faithful + Gould | $/Unit | 0 | 0 | 16.33
NE0861 | Electrical | Lighting | Interior Lighting Controls - Occupancy Sensor (Residential) | Interior Lighting Controls - Occupancy Sensor | Residential | Electrical | Services | Lighting | Occupancy Sensor | Interior Lighting Controls | [14 empty] | Faithful + Gould | $/Unit | 0 | 0 | 147.04
NE0862 | Electrical | Lighting | Interior Lighting Controls - Occupancy Sensor (Residential) | Interior Lighting Controls - Occupancy Sensor | Residential | Electrical | Services | Lighting | Occupancy Sensor | Interior Lighting Controls | [14 empty] | Faithful + Gould | $/Unit | 0 | 0 | 89.85
NE0865 | Electrical | Lighting | Interior Lighting Controls - Occupancy Sensor (Residential) | Interior Lighting Controls - Occupancy Sensor | Residential | Electrical | Services | Lighting | Occupancy Sensor | Interior Lighting Controls | [14 empty] | Faithful + Gould | $/Unit | 0 | 0 | 89.85
NE0870 | Electrical | Lighting | Interior Lighting Controls - Occupancy Sensor (Residential) | Interior Lighting Controls - Occupancy Sensor | Residential | Electrical | Services | Lighting | Occupancy Sensor | Interior Lighting Controls | [14 empty] | Faithful + Gould | $/Unit | 0 | 0 | 46.67
NE0872 | Electrical | Lighting | Interior Lighting Controls - Occupancy Sensor (Residential) | Interior Lighting Controls - Occupancy Sensor | Residential | Electrical | Services | Lighting | Occupancy Sensor | Interior Lighting Controls | [14 empty] | Faithful + Gould | $/Unit | 0 | 0 | 23.9
NE0873 | Electrical | Lighting | Interior Lighting Controls - Occupancy Sensor (Residential) | Interior Lighting Controls - Occupancy Sensor | Residential | Electrical | Services | Lighting | Occupancy Sensor | Interior Lighting Controls | [14 empty] | Faithful + Gould | $/Unit | 0 | 0 | 23.92
NE0874 | Electrical | Lighting | Interior Lighting Controls - Occupancy Sensor (Residential) | Interior Lighting Controls - Occupancy Sensor | Residential | Electrical | Services | Lighting | Occupancy Sensor | Interior Lighting Controls | [14 empty] | Faithful + Gould | $/Unit | 0 | 0 | 86.12
NE0875 | Electrical | Lighting | Interior Lighting Controls - Occupancy Sensor (Residential) | Interior Lighting Controls - Occupancy Sensor | Residential | Electrical | Services | Lighting | Occupancy Sensor | Interior Lighting Controls | [14 empty] | Faithful + Gould | $/Unit | 0 | 0 | 73.51
NE0471 | Electrical | Lighting | Interior Lighting - FL (Commercial) | Interior Lighting - FL | Commercial | Electrical | Services | Lighting | FL | Interior Lighting | [14 empty] | DEER | $/Fixture | 0 | 68.42 | 75.57
NE0472 | Electrical | Lighting | Interior Lighting - FL (Commercial Retrofit) | Interior Lighting - FL | Commercial Retrofit | Electrical | Services | Lighting | FL | Interior Lighting | [14 empty] | DEER | $/Fixture | 0 | 33.48 | 69.51
NE0473 | Electrical | Lighting | Interior Lighting - FL (Commercial) | Interior Lighting - FL | Commercial | Electrical | Services | Lighting | FL | Interior Lighting | [14 empty] | DEER | $/Fixture | 0 | 68.42 | 69.51
NE0474 | Electrical | Lighting | Interior Lighting - FL (Commercial Retrofit) | Interior Lighting - FL | Commercial Retrofit | Electrical | Services | Lighting | FL | Interior Lighting | [14 empty] | DEER | $/Fixture | 0 | 37.12 | 112.33
NE0475 | Electrical | Lighting | Interior Lighting - FL (Commercial) | Interior Lighting - FL | Commercial | Electrical | Services | Lighting | FL | Interior Lighting | [14 empty] | DEER | $/Fixture | 0 | 68.42 | 112.33
NE0476 | Electrical | Lighting | Interior Lighting - FL (Commercial Retrofit) | Interior Lighting - FL | Commercial Retrofit | Electrical | Services | Lighting | FL | Interior Lighting | [14 empty] | DEER | $/Fixture | 0 | 42.95 | 84.85
NE0477 | Electrical | Lighting | Interior Lighting - FL (Commercial) | Interior Lighting - FL | Commercial | Electrical | Services | Lighting | FL | Interior Lighting | [14 empty] | DEER | $/Fixture | 0 | 68.42 | 84.85
NE0478 | Electrical | Lighting | Interior Lighting - FL (Commercial Retrofit) | Interior Lighting - FL | Commercial Retrofit | Electrical | Services | Lighting | FL | Interior Lighting | [14 empty] | DEER | $/Fixture | 0 | 42.95 | 92.36
NE0479 | Electrical | Lighting | Interior Lighting - FL (Commercial) | Interior Lighting - FL | Commercial | Electrical | Services | Lighting | FL | Interior Lighting | [14 empty] | DEER | $/Fixture | 0 | 68.42 | 92.36
NE0480 | Electrical | Lighting | Interior Lighting - FL (Commercial Retrofit) | Interior Lighting - FL | Commercial Retrofit | Electrical | Services | Lighting | FL | Interior Lighting | [14 empty] | DEER | $/Fixture | 0 | 37.12 | 39.51
NE0481 | Electrical | Lighting | Interior Lighting - FL (Commercial) | Interior Lighting - FL | Commercial | Electrical | Services | Lighting | FL | Interior Lighting | [14 empty] | DEER | $/Fixture | 0 | 68.42 | 39.51
NE0482 | Electrical | Lighting | Interior Lighting - FL (Commercial Retrofit) | Interior Lighting - FL | Commercial Retrofit | Electrical | Services | Lighting | FL | Interior Lighting | [14 empty] | DEER | $/Fixture | 0 | 37.85 | 49.58
NE0483 | Electrical | Lighting | Interior Lighting - FL (Commercial) | Interior Lighting - FL | Commercial | Electrical | Services | Lighting | FL | Interior Lighting | [14 empty] | DEER | $/Fixture | 0 | 68.42 | 49.58
NE0484 | Electrical | Lighting | Interior Lighting - FL (Commercial Retrofit) | Interior Lighting - FL | Commercial Retrofit | Electrical | Services | Lighting | FL | Interior Lighting | [14 empty] | DEER | $/Fixture | 0 | 42.95 | 55.41
NE0485 | Electrical | Lighting | Interior Lighting - FL (Commercial) | Interior Lighting - FL | Commercial | Electrical | Services | Lighting | FL | Interior Lighting | [14 empty] | DEER | $/Fixture | 0 | 68.42 | 55.41
NE0486 | Electrical | Lighting | Interior Lighting - FL (Commercial Retrofit) | Interior Lighting - FL | Commercial Retrofit | Electrical | Services | Lighting | FL | Interior Lighting | [14 empty] | DEER | $/Fixture | 0 | 42.95 | 72.84
NE0487 | Electrical | Lighting | Interior Lighting - FL (Commercial) | Interior Lighting - FL | Commercial | Electrical | Services | Lighting | FL | Interior Lighting | [14 empty] | DEER | $/Fixture | 0 | 68.42 | 72.84
NE0488 | Electrical | Lighting | Interior Lighting - FL (Commercial Retrofit) | Interior Lighting - FL | Commercial Retrofit | Electrical | Services | Lighting | FL | Interior Lighting | [14 empty] | DEER | $/Fixture | 0 | 32.02 | 47.09
NE0489 | Electrical | Lighting | Interior Lighting - FL (Commercial) | Interior Lighting - FL | Commercial | Electrical | Services | Lighting | FL | Interior Lighting | [14 empty] | DEER | $/Fixture | 0 | 68.42 | 47.09
NE0490 | Electrical | Lighting | Interior Lighting - FL (Commercial Retrofit) | Interior Lighting - FL | Commercial Retrofit | Electrical | Services | Lighting | FL | Interior Lighting | [14 empty] | DEER | $/Fixture | 0 | 33.48 | 66.65
NE0491 | Electrical | Lighting | Interior Lighting - FL (Commercial) | Interior Lighting - FL | Commercial | Electrical | Services | Lighting | FL | Interior Lighting | [14 empty] | DEER | $/Fixture | 0 | 68.42 | 66.65
NE0492 | Electrical | Lighting | Interior Lighting - FL (Commercial Retrofit) | Interior Lighting - FL | Commercial Retrofit | Electrical | Services | Lighting | FL | Interior Lighting | [14 empty] | DEER | $/Fixture | 0 | 33.48 | 76.16
NE0493 | Electrical | Lighting | Interior Lighting - FL (Commercial) | Interior Lighting - FL | Commercial | Electrical | Services | Lighting | FL | Interior Lighting | [14 empty] | DEER | $/Fixture | 0 | 68.42 | 76.16
NE0494 | Electrical | Lighting | Interior Lighting - FL (Commercial Retrofit) | Interior Lighting - FL | Commercial Retrofit | Electrical | Services | Lighting | FL | Interior Lighting | [14 empty] | DEER | $/Fixture | 0 | 37.85 | 72.63
NE0495 | Electrical | Lighting | Interior Lighting - FL (Commercial) | Interior Lighting - FL | Commercial | Electrical | Services | Lighting | FL | Interior Lighting | [14 empty] | DEER | $/Fixture | 0 | 68.42 | 72.63
NE0496 | Electrical | Lighting | Interior Lighting - FL (Commercial Retrofit) | Interior Lighting - FL | Commercial Retrofit | Electrical | Services | Lighting | FL | Interior Lighting | [14 empty] | DEER | $/Fixture | 0 | 37.85 | 72.63
NE0497 | Electrical | Lighting | Interior Lighting - FL (Commercial) | Interior Lighting - FL | Commercial | Electrical | Services | Lighting | FL | Interior Lighting | [14 empty] | DEER | $/Fixture | 0 | 68.42 | 72.63
NE0498 | Electrical | Lighting | Interior Lighting - FL (Commercial Retrofit) | Interior Lighting - FL | Commercial Retrofit | Electrical | Services | Lighting | FL | Interior Lighting | [14 empty] | DEER | $/Fixture | 0 | 32.02 | 122.75
NE0499 | Electrical | Lighting | Interior Lighting - FL (Commercial) | Interior Lighting - FL | Commercial | Electrical | Services | Lighting | FL | Interior Lighting | [14 empty] | DEER | $/Fixture | 0 | 68.42 | 122.75
NE0500 | Electrical | Lighting | Interior Lighting - FL (Commercial Retrofit) | Interior Lighting - FL | Commercial Retrofit | Electrical | Services | Lighting | FL | Interior Lighting | [14 empty] | DEER | $/Fixture | 0 | 37.12 | 105.51
NE0501 | Electrical | Lighting | Interior Lighting - FL (Commercial) | Interior Lighting - FL | Commercial | Electrical | Services | Lighting | FL | Interior Lighting | [14 empty] | DEER | $/Fixture | 0 | 68.42 | 105.51
NE0502 | Electrical | Lighting | Interior Lighting - FL (Commercial Retrofit) | Interior Lighting - FL | Commercial Retrofit | Electrical | Services | Lighting | FL | Interior Lighting | [14 empty] | DEER | $/Fixture | 0 | 33.48 | 39.69
NE0503 | Electrical | Lighting | Interior Lighting - FL (Commercial) | Interior Lighting - FL | Commercial | Electrical | Services | Lighting | FL | Interior Lighting | [14 empty] | DEER | $/Fixture | 0 | 68.42 | 39.69
NE0504 | Electrical | Lighting | Interior Lighting - FL (Commercial Retrofit) | Interior Lighting - FL | Commercial Retrofit | Electrical | Services | Lighting | FL | Interior Lighting | [14 empty] | DEER | $/Fixture | 0 | 33.48 | 74.13
NE0505 | Electrical | Lighting | Interior Lighting - FL (Commercial) | Interior Lighting - FL | Commercial | Electrical | Services | Lighting | FL | Interior Lighting | [14 empty] | DEER | $/Fixture | 0 | 68.42 | 74.13
NE0506 | Electrical | Lighting | Interior Lighting - FL (Commercial Retrofit) | Interior Lighting - FL | Commercial Retrofit | Electrical | Services | Lighting | FL | Interior Lighting | [14 empty] | DEER | $/Fixture | 0 | 37.85 | 81.57
NE0507 | Electrical | Lighting | Interior Lighting - FL (Commercial) | Interior Lighting - FL | Commercial | Electrical | Services | Lighting | FL | Interior Lighting | [14 empty] | DEER | $/Fixture | 0 | 68.42 | 81.57
NE0508 | Electrical | Lighting | Interior Lighting - FL (Commercial Retrofit) | Interior Lighting - FL | Commercial Retrofit | Electrical | Services | Lighting | FL | Interior Lighting | [14 empty] | DEER | $/Fixture | 0 | 37.85 | 83.9
NE0509 | Electrical | Lighting | Interior Lighting - FL (Commercial) | Interior Lighting - FL | Commercial | Electrical | Services | Lighting | FL | Interior Lighting | [14 empty] | DEER | $/Fixture | 0 | 68.42 | 83.9
NE0510 | Electrical | Lighting | Interior Lighting - FL (Commercial Retrofit) | Interior Lighting - FL | Commercial Retrofit | Electrical | Services | Lighting | FL | Interior Lighting | [14 empty] | DEER | $/Fixture | 0 | 42.95 | 36.06
NE0511 | Electrical | Lighting | Interior Lighting - FL (Commercial) | Interior Lighting - FL | Commercial | Electrical | Services | Lighting | FL | Interior Lighting | [14 empty] | DEER | $/Fixture | 0 | 68.42 | 36.06
NE0512 | Electrical | Lighting | Interior Lighting - FL (Commercial Retrofit) | Interior Lighting - FL | Commercial Retrofit | Electrical | Services | Lighting | FL | Interior Lighting | [14 empty] | DEER | $/Fixture | 0 | 42.95 | 57.21
NE0513 | Electrical | Lighting | Interior Lighting - FL (Commercial) | Interior Lighting - FL | Commercial | Electrical | Services | Lighting | FL | Interior Lighting | [14 empty] | DEER | $/Fixture | 0 | 68.42 | 57.21
NE0514 | Electrical | Lighting | Interior Lighting - FL (Commercial Retrofit) | Interior Lighting - FL | Commercial Retrofit | Electrical | Services | Lighting | FL | Interior Lighting | [14 empty] | DEER | $/Fixture | 0 | 42.95 | 62.82
NE0515 | Electrical | Lighting | Interior Lighting - FL (Commercial) | Interior Lighting - FL | Commercial | Electrical | Services | Lighting | FL | Interior Lighting | [14 empty] | DEER | $/Fixture | 0 | 68.42 | 62.82
NE0516 | Electrical | Lighting | Interior Lighting - FL (Commercial Retrofit) | Interior Lighting - FL | Commercial Retrofit | Electrical | Services | Lighting | FL | Interior Lighting | [14 empty] | DEER | $/Fixture | 0 | 42.95 | 66.99
NE0517 | Electrical | Lighting | Interior Lighting - FL (Commercial) | Interior Lighting - FL | Commercial | Electrical | Services | Lighting | FL | Interior Lighting | [14 empty] | DEER | $/Fixture | 0 | 68.42 | 66.99
NE0518 | Electrical | Lighting | Interior Lighting - FL (Commercial Retrofit) | Interior Lighting - FL | Commercial Retrofit | Electrical | Services | Lighting | FL | Interior Lighting | [14 empty] | DEER | $/Fixture | 0 | 41.49 | 40.58
NE0519 | Electrical | Lighting | Interior Lighting - FL (Commercial) | Interior Lighting - FL | Commercial | Electrical | Services | Lighting | FL | Interior Lighting | [14 empty] | DEER | $/Fixture | 0 | 68.42 | 40.58
NE0520 | Electrical | Lighting | Interior Lighting - FL (Commercial Retrofit) | Interior Lighting - FL | Commercial Retrofit | Electrical | Services | Lighting | FL | Interior Lighting | [14 empty] | DEER | $/Fixture | 0 | 41.49 | 56.75
NE0421 | Electrical | Lighting | Interior Lighting - FL (Commercial) | Interior Lighting - FL | Commercial | Electrical | Services | Lighting | FL | Interior Lighting | [14 empty] | DEER | $/Fixture | 0 | 68.42 | 19.63
NE0422 | Electrical | Lighting | Interior Lighting - FL (Commercial Retrofit) | Interior Lighting - FL | Commercial Retrofit | Electrical | Services | Lighting | FL | Interior Lighting | [14 empty] | DEER | $/Fixture | 0 | 37.12 | 54.07
NE0423 | Electrical | Lighting | Interior Lighting - FL (Commercial) | Interior Lighting - FL | Commercial | Electrical | Services | Lighting | FL | Interior Lighting | [14 empty] | DEER | $/Fixture | 0 | 68.42 | 54.07
NE0424 | Electrical | Lighting | Interior Lighting - FL (Commercial Retrofit) | Interior Lighting - FL | Commercial Retrofit | Electrical | Services | Lighting | FL | Interior Lighting | [14 empty] | DEER | $/Fixture | 0 | 37.12 | 54.07
NE0425 | Electrical | Lighting | Interior Lighting - FL (Commercial) | Interior Lighting - FL | Commercial | Electrical | Services | Lighting | FL | Interior Lighting | [14 empty] | DEER | $/Fixture | 0 | 68.42 | 54.07
NE0426 | Electrical | Lighting | Interior Lighting - FL (Commercial Retrofit) | Interior Lighting - FL | Commercial Retrofit | Electrical | Services | Lighting | FL | Interior Lighting | [14 empty] | DEER | $/Fixture | 0 | 37.12 | 63.84
NE0427 | Electrical | Lighting | Interior Lighting - FL (Commercial) | Interior Lighting - FL | Commercial | Electrical | Services | Lighting | FL | Interior Lighting | [14 empty] | DEER | $/Fixture | 0 | 68.42 | 63.84
NE0428 | Electrical | Lighting | Interior Lighting - FL (Commercial Retrofit) | Interior Lighting - FL | Commercial Retrofit | Electrical | Services | Lighting | FL | Interior Lighting | [14 empty] | DEER | $/Fixture | 0 | 35.67 | 16
NE0429 | Electrical | Lighting | Interior Lighting - FL (Commercial) | Interior Lighting - FL | Commercial | Electrical | Services | Lighting | FL | Interior Lighting | [14 empty] | DEER | $/Fixture | 0 | 68.42 | 16
NE0430 | Electrical | Lighting | Interior Lighting - FL (Commercial Retrofit) | Interior Lighting - FL | Commercial Retrofit | Electrical | Services | Lighting | FL | Interior Lighting | [14 empty] | DEER | $/Fixture | 0 | 35.67 | 22.24
NE0431 | Electrical | Lighting | Interior Lighting - FL (Commercial) | Interior Lighting - FL | Commercial | Electrical | Services | Lighting | FL | Interior Lighting | [14 empty] | DEER | $/Fixture | 0 | 68.42 | 22.24
NE0432 | Electrical | Lighting | Interior Lighting - FL (Commercial Retrofit) | Interior Lighting - FL | Commercial Retrofit | Electrical | Services | Lighting | FL | Interior Lighting | [14 empty] | DEER | $/Fixture | 0 | 26.2 | 27.86
NE0433 | Electrical | Lighting | Interior Lighting - FL (Commercial) | Interior Lighting - FL | Commercial | Electrical | Services | Lighting | FL | Interior Lighting | [14 empty] | DEER | $/Fixture | 0 | 68.42 | 27.86
NE0434 | Electrical | Lighting | Interior Lighting - FL (Commercial Retrofit) | Interior Lighting - FL | Commercial Retrofit | Electrical | Services | Lighting | FL | Interior Lighting | [14 empty] | DEER | $/Fixture | 0 | 32.02 | 24.57
NE0435 | Electrical | Lighting | Interior Lighting - FL (Commercial) | Interior Lighting - FL | Commercial | Electrical | Services | Lighting | FL | Interior Lighting | [14 empty] | DEER | $/Fixture | 0 | 68.42 | 24.57
NE0436 | Electrical | Lighting | Interior Lighting - FL (Commercial Retrofit) | Interior Lighting - FL | Commercial Retrofit | Electrical | Services | Lighting | FL | Interior Lighting | [14 empty] | DEER | $/Fixture | 0 | 32.02 | 20.52
NE0437 | Electrical | Lighting | Interior Lighting - FL (Commercial) | Interior Lighting - FL | Commercial | Electrical | Services | Lighting | FL | Interior Lighting | [14 empty] | DEER | $/Fixture | 0 | 68.42 | 20.52
NE0438 | Electrical | Lighting | Interior Lighting - FL (Commercial Retrofit) | Interior Lighting - FL | Commercial Retrofit | Electrical | Services | Lighting | FL | Interior Lighting | [14 empty] | DEER | $/Fixture | 0 | 32.02 | 29.24
NE0439 | Electrical | Lighting | Interior Lighting - FL (Commercial) | Interior Lighting - FL | Commercial | Electrical | Services | Lighting | FL | Interior Lighting | [14 empty] | DEER | $/Fixture | 0 | 68.42 | 29.24
NE0440 | Electrical | Lighting | Interior Lighting - FL (Commercial Retrofit) | Interior Lighting - FL | Commercial Retrofit | Electrical | Services | Lighting | FL | Interior Lighting | [14 empty] | DEER | $/Fixture | 0 | 32.02 | 58.83
NE0441 | Electrical | Lighting | Interior Lighting - FL (Commercial) | Interior Lighting - FL | Commercial | Electrical | Services | Lighting | FL | Interior Lighting | [14 empty] | DEER | $/Fixture | 0 | 68.42 | 58.83
NE0442 | Electrical | Lighting | Interior Lighting - FL (Commercial Retrofit) | Interior Lighting - FL | Commercial Retrofit | Electrical | Services | Lighting | FL | Interior Lighting | [14 empty] | DEER | $/Fixture | 0 | 33.48 | 48.34
NE0443 | Electrical | Lighting | Interior Lighting - FL (Commercial) | Interior Lighting - FL | Commercial | Electrical | Services | Lighting | FL | Interior Lighting | [14 empty] | DEER | $/Fixture | 0 | 68.42 | 48.34
NE0444 | Electrical | Lighting | Interior Lighting - FL (Commercial Retrofit) | Interior Lighting - FL | Commercial Retrofit | Electrical | Services | Lighting | FL | Interior Lighting | [14 empty] | DEER | $/Fixture | 0 | 37.12 | 58.83
NE0445 | Electrical | Lighting | Interior Lighting - FL (Commercial) | Interior Lighting - FL | Commercial | Electrical | Services | Lighting | FL | Interior Lighting | [14 empty] | DEER | $/Fixture | 0 | 68.42 | 58.83
NE0446 | Electrical | Lighting | Interior Lighting - FL (Commercial Retrofit) | Interior Lighting - FL | Commercial Retrofit | Electrical | Services | Lighting | FL | Interior Lighting | [14 empty] | DEER | $/Fixture | 0 | 37.85 | 89.21
NE0447 | Electrical | Lighting | Interior Lighting - FL (Commercial) | Interior Lighting - FL | Commercial | Electrical | Services | Lighting | FL | Interior Lighting | [14 empty] | DEER | $/Fixture | 0 | 68.42 | 89.21
NE0448 | Electrical | Lighting | Interior Lighting - FL (Commercial Retrofit) | Interior Lighting - FL | Commercial Retrofit | Electrical | Services | Lighting | FL | Interior Lighting | [14 empty] | DEER | $/Fixture | 0 | 41.49 | 101.54
NE0449 | Electrical | Lighting | Interior Lighting - FL (Commercial) | Interior Lighting - FL | Commercial | Electrical | Services | Lighting | FL | Interior Lighting | [14 empty] | DEER | $/Fixture | 0 | 68.42 | 101.54
NE0450 | Electrical | Lighting | Interior Lighting - FL (Commercial Retrofit) | Interior Lighting - FL | Commercial Retrofit | Electrical | Services | Lighting | FL | Interior Lighting | [14 empty] | DEER | $/Fixture | 0 | 42.95 | 38.73
NE0451 | Electrical | Lighting | Interior Lighting - FL (Commercial) | Interior Lighting - FL | Commercial | Electrical | Services | Lighting | FL | Interior Lighting | [14 empty] | DEER | $/Fixture | 0 | 68.42 | 38.73
NE0452 | Electrical | Lighting | Interior Lighting - FL (Commercial Retrofit) | Interior Lighting - FL | Commercial Retrofit | Electrical | Services | Lighting | FL | Interior Lighting | [14 empty] | DEER | $/Fixture | 0 | 42.95 | 53.27
NE0453 | Electrical | Lighting | Interior Lighting - FL (Commercial) | Interior Lighting - FL | Commercial | Electrical | Services | Lighting | FL | Interior Lighting | [14 empty] | DEER | $/Fixture | 0 | 68.42 | 53.27
NE0454 | Electrical | Lighting | Interior Lighting - FL (Commercial Retrofit) | Interior Lighting - FL | Commercial Retrofit | Electrical | Services | Lighting | FL | Interior Lighting | [14 empty] | DEER | $/Fixture | 0 | 42.95 | 52.46
NE0455 | Electrical | Lighting | Interior Lighting - FL (Commercial) | Interior Lighting - FL | Commercial | Electrical | Services | Lighting | FL | Interior Lighting | [14 empty] | DEER | $/Fixture | 0 | 68.42 | 52.46
NE0456 | Electrical | Lighting | Interior Lighting - FL (Commercial Retrofit) | Interior Lighting - FL | Commercial Retrofit | Electrical | Services | Lighting | FL | Interior Lighting | [14 empty] | DEER | $/Fixture | 0 | 42.95 | 52.14
NE0457 | Electrical | Lighting | Interior Lighting - FL (Commercial) | Interior Lighting - FL | Commercial | Electrical | Services | Lighting | FL | Interior Lighting | [14 empty] | DEER | $/Fixture | 0 | 68.42 | 52.14
NE0458 | Electrical | Lighting | Interior Lighting - FL (Commercial Retrofit) | Interior Lighting - FL | Commercial Retrofit | Electrical | Services | Lighting | FL | Interior Lighting | [14 empty] | DEER | $/Fixture | 0 | 32.02 | 48.76
NE0459 | Electrical | Lighting | Interior Lighting - FL (Commercial) | Interior Lighting - FL | Commercial | Electrical | Services | Lighting | FL | Interior Lighting | [14 empty] | DEER | $/Fixture | 0 | 68.42 | 48.76
NE0460 | Electrical | Lighting | Interior Lighting - FL (Commercial Retrofit) | Interior Lighting - FL | Commercial Retrofit | Electrical | Services | Lighting | FL | Interior Lighting | [14 empty] | DEER | $/Fixture | 0 | 33.48 | 44.69
NE0461 | Electrical | Lighting | Interior Lighting - FL (Commercial) | Interior Lighting - FL | Commercial | Electrical | Services | Lighting | FL | Interior Lighting | [14 empty] | DEER | $/Fixture | 0 | 68.42 | 44.69
NE0462 | Electrical | Lighting | Interior Lighting - FL (Commercial Retrofit) | Interior Lighting - FL | Commercial Retrofit | Electrical | Services | Lighting | FL | Interior Lighting | [14 empty] | DEER | $/Fixture | 0 | 37.12 | 61.07
NE0463 | Electrical | Lighting | Interior Lighting - FL (Commercial) | Interior Lighting - FL | Commercial | Electrical | Services | Lighting | FL | Interior Lighting | [14 empty] | DEER | $/Fixture | 0 | 68.42 | 61.07
NE0464 | Electrical | Lighting | Interior Lighting - FL (Commercial Retrofit) | Interior Lighting - FL | Commercial Retrofit | Electrical | Services | Lighting | FL | Interior Lighting | [14 empty] | DEER | $/Fixture | 0 | 37.12 | 59.99
NE0465 | Electrical | Lighting | Interior Lighting - FL (Commercial) | Interior Lighting - FL | Commercial | Electrical | Services | Lighting | FL | Interior Lighting | [14 empty] | DEER | $/Fixture | 0 | 68.42 | 59.99
NE0466 | Electrical | Lighting | Interior Lighting - FL (Commercial Retrofit) | Interior Lighting - FL | Commercial Retrofit | Electrical | Services | Lighting | FL | Interior Lighting | [14 empty] | DEER | $/Fixture | 0 | 37.85 | 105.96
NE0467 | Electrical | Lighting | Interior Lighting - FL (Commercial) | Interior Lighting - FL | Commercial | Electrical | Services | Lighting | FL | Interior Lighting | [14 empty] | DEER | $/Fixture | 0 | 68.42 | 105.96
NE0468 | Electrical | Lighting | Interior Lighting - FL (Commercial Retrofit) | Interior Lighting - FL | Commercial Retrofit | Electrical | Services | Lighting | FL | Interior Lighting | [14 empty] | DEER | $/Fixture | 0 | 37.85 | 69.94
NE0469 | Electrical | Lighting | Interior Lighting - FL (Commercial) | Interior Lighting - FL | Commercial | Electrical | Services | Lighting | FL | Interior Lighting | [14 empty] | DEER | $/Fixture | 0 | 68.42 | 69.94
NE0470 | Electrical | Lighting | Interior Lighting - FL (Commercial Retrofit) | Interior Lighting - FL | Commercial Retrofit | Electrical | Services | Lighting | FL | Interior Lighting | [14 empty] | DEER | $/Fixture | 0 | 32.02 | 75.57
NE0214 | Electrical | Lighting | Interior Lighting - FL (Commercial) | Interior Lighting - FL | Commercial | Electrical | Services | Lighting | FL | Interior Lighting | [14 empty] | DEER | $/Fixture | 0 | 68.42 | 33.21
NE0372 | Electrical | Lighting | Interior Lighting - FL (Commercial Retrofit) | Interior Lighting - FL | Commercial Retrofit | Electrical | Services | Lighting | FL | Interior Lighting | [14 empty] | DEER | $/Fixture | 0 | 31.3 | 24.94
NE0373 | Electrical | Lighting | Interior Lighting - FL (Commercial) | Interior Lighting - FL | Commercial | Electrical | Services | Lighting | FL | Interior Lighting | [14 empty] | DEER | $/Fixture | 0 | 68.42 | 24.94
NE0374 | Electrical | Lighting | Interior Lighting - FL (Commercial Retrofit) | Interior Lighting - FL | Commercial Retrofit | Electrical | Services | Lighting | FL | Interior Lighting | [14 empty] | DEER | $/Fixture | 0 | 31.3 | 24.63
NE0375 | Electrical | Lighting | Interior Lighting - FL (Commercial) | Interior Lighting - FL | Commercial | Electrical | Services | Lighting | FL | Interior Lighting | [14 empty] | DEER | $/Fixture | 0 | 68.42 | 24.63
NE0376 | Electrical | Lighting | Interior Lighting - FL (Commercial Retrofit) | Interior Lighting - FL | Commercial Retrofit | Electrical | Services | Lighting | FL | Interior Lighting | [14 empty] | DEER | $/Fixture | 0 | 32.02 | 28.7
NE0377 | Electrical | Lighting | Interior Lighting - FL (Commercial) | Interior Lighting - FL | Commercial | Electrical | Services | Lighting | FL | Interior Lighting | [14 empty] | DEER | $/Fixture | 0 | 68.42 | 28.7
NE0378 | Electrical | Lighting | Interior Lighting - FL (Commercial Retrofit) | Interior Lighting - FL | Commercial Retrofit | Electrical | Services | Lighting | FL | Interior Lighting | [14 empty] | DEER | $/Fixture | 0 | 32.02 | 24.63
NE0379 | Electrical | Lighting | Interior Lighting - FL (Commercial) | Interior Lighting - FL | Commercial | Electrical | Services | Lighting | FL | Interior Lighting | [14 empty] | DEER | $/Fixture | 0 | 68.42 | 24.63
NE0380 | Electrical | Lighting | Interior Lighting - FL (Commercial Retrofit) | Interior Lighting - FL | Commercial Retrofit | Electrical | Services | Lighting | FL | Interior Lighting | [14 empty] | DEER | $/Fixture | 0 | 26.2 | 33.56
NE0381 | Electrical | Lighting | Interior Lighting - FL (Commercial) | Interior Lighting - FL | Commercial | Electrical | Services | Lighting | FL | Interior Lighting | [14 empty] | DEER | $/Fixture | 0 | 68.42 | 33.56
NE0382 | Electrical | Lighting | Interior Lighting - FL (Commercial Retrofit) | Interior Lighting - FL | Commercial Retrofit | Electrical | Services | Lighting | FL | Interior Lighting | [14 empty] | DEER | $/Fixture | 0 | 27.66 | 39.93
NE0383 | Electrical | Lighting | Interior Lighting - FL (Commercial) | Interior Lighting - FL | Commercial | Electrical | Services | Lighting | FL | Interior Lighting | [14 empty] | DEER | $/Fixture | 0 | 68.42 | 39.93
NE0384 | Electrical | Lighting | Interior Lighting - FL (Commercial Retrofit) | Interior Lighting - FL | Commercial Retrofit | Electrical | Services | Lighting | FL | Interior Lighting | [14 empty] | DEER | $/Fixture | 0 | 31.3 | 78.44
NE0385 | Electrical | Lighting | Interior Lighting - FL (Commercial) | Interior Lighting - FL | Commercial | Electrical | Services | Lighting | FL | Interior Lighting | [14 empty] | DEER | $/Fixture | 0 | 68.42 | 78.44
NE0386 | Electrical | Lighting | Interior Lighting - FL (Commercial Retrofit) | Interior Lighting - FL | Commercial Retrofit | Electrical | Services | Lighting | FL | Interior Lighting | [14 empty] | DEER | $/Fixture | 0 | 37.12 | 49.88
NE0387 | Electrical | Lighting | Interior Lighting - FL (Commercial) | Interior Lighting - FL | Commercial | Electrical | Services | Lighting | FL | Interior Lighting | [14 empty] | DEER | $/Fixture | 0 | 68.42 | 49.88
NE0388 | Electrical | Lighting | Interior Lighting - FL (Commercial Retrofit) | Interior Lighting - FL | Commercial Retrofit | Electrical | Services | Lighting | FL | Interior Lighting | [14 empty] | DEER | $/Fixture | 0 | 37.12 | 55.51
NE0389 | Electrical | Lighting | Interior Lighting - FL (Commercial) | Interior Lighting - FL | Commercial | Electrical | Services | Lighting | FL | Interior Lighting | [14 empty] | DEER | $/Fixture | 0 | 68.42 | 55.51
NE0390 | Electrical | Lighting | Interior Lighting - FL (Commercial Retrofit) | Interior Lighting - FL | Commercial Retrofit | Electrical | Services | Lighting | FL | Interior Lighting | [14 empty] | DEER | $/Fixture | 0 | 31.3 | 49.44
NE0391 | Electrical | Lighting | Interior Lighting - FL (Commercial) | Interior Lighting - FL | Commercial | Electrical | Services | Lighting | FL | Interior Lighting | [14 empty] | DEER | $/Fixture | 0 | 68.42 | 49.44
NE0392 | Electrical | Lighting | Interior Lighting - FL (Commercial Retrofit) | Interior Lighting - FL | Commercial Retrofit | Electrical | Services | Lighting | FL | Interior Lighting | [14 empty] | DEER | $/Fixture | 0 | 32.02 | 84.81
NE0393 | Electrical | Lighting | Interior Lighting - FL (Commercial) | Interior Lighting - FL | Commercial | Electrical | Services | Lighting | FL | Interior Lighting | [14 empty] | DEER | $/Fixture | 0 | 68.42 | 84.81
NE0394 | Electrical | Lighting | Interior Lighting - FL (Commercial Retrofit) | Interior Lighting - FL | Commercial Retrofit | Electrical | Services | Lighting | FL | Interior Lighting | [14 empty] | DEER | $/Fixture | 0 | 37.12 | 49.88
NE0395 | Electrical | Lighting | Interior Lighting - FL (Commercial) | Interior Lighting - FL | Commercial | Electrical | Services | Lighting | FL | Interior Lighting | [14 empty] | DEER | $/Fixture | 0 | 68.42 | 49.88
NE0396 | Electrical | Lighting | Interior Lighting - FL (Commercial Retrofit) | Interior Lighting - FL | Commercial Retrofit | Electrical | Services | Lighting | FL | Interior Lighting | [14 empty] | DEER | $/Fixture | 0 | 37.12 | 57.39
NE0397 | Electrical | Lighting | Interior Lighting - FL (Commercial) | Interior Lighting - FL | Commercial | Electrical | Services | Lighting | FL | Interior Lighting | [14 empty] | DEER | $/Fixture | 0 | 68.42 | 57.39
NE0398 | Electrical | Lighting | Interior Lighting - FL (Commercial Retrofit) | Interior Lighting - FL | Commercial Retrofit | Electrical | Services | Lighting | FL | Interior Lighting | [14 empty] | DEER | $/Fixture | 0 | 26.2 | 19.45
NE0399 | Electrical | Lighting | Interior Lighting - FL (Commercial) | Interior Lighting - FL | Commercial | Electrical | Services | Lighting | FL | Interior Lighting | [14 empty] | DEER | $/Fixture | 0 | 68.42 | 19.45
NE0400 | Electrical | Lighting | Interior Lighting - FL (Commercial Retrofit) | Interior Lighting - FL | Commercial Retrofit | Electrical | Services | Lighting | FL | Interior Lighting | [14 empty] | DEER | $/Fixture | 0 | 27.66 | 22.07
NE0401 | Electrical | Lighting | Interior Lighting - FL (Commercial) | Interior Lighting - FL | Commercial | Electrical | Services | Lighting | FL | Interior Lighting | [14 empty] | DEER | $/Fixture | 0 | 68.42 | 22.07
NE0402 | Electrical | Lighting | Interior Lighting - FL (Commercial Retrofit) | Interior Lighting - FL | Commercial Retrofit | Electrical | Services | Lighting | FL | Interior Lighting | [14 empty] | DEER | $/Fixture | 0 | 27.66 | 19.45
NE0403 | Electrical | Lighting | Interior Lighting - FL (Commercial) | Interior Lighting - FL | Commercial | Electrical | Services | Lighting | FL | Interior Lighting | [14 empty] | DEER | $/Fixture | 0 | 68.42 | 19.45
NE0404 | Electrical | Lighting | Interior Lighting - FL (Commercial Retrofit) | Interior Lighting - FL | Commercial Retrofit | Electrical | Services | Lighting | FL | Interior Lighting | [14 empty] | DEER | $/Fixture | 0 | 32.02 | 30.42
NE0405 | Electrical | Lighting | Interior Lighting - FL (Commercial) | Interior Lighting - FL | Commercial | Electrical | Services | Lighting | FL | Interior Lighting | [14 empty] | DEER | $/Fixture | 0 | 68.42 | 30.42
NE0406 | Electrical | Lighting | Interior Lighting - FL (Commercial Retrofit) | Interior Lighting - FL | Commercial Retrofit | Electrical | Services | Lighting | FL | Interior Lighting | [14 empty] | DEER | $/Fixture | 0 | 32.02 | 27.03
NE0407 | Electrical | Lighting | Interior Lighting - FL (Commercial) | Interior Lighting - FL | Commercial | Electrical | Services | Lighting | FL | Interior Lighting | [14 empty] | DEER | $/Fixture | 0 | 68.42 | 27.03
NE0408 | Electrical | Lighting | Interior Lighting - FL (Commercial Retrofit) | Interior Lighting - FL | Commercial Retrofit | Electrical | Services | Lighting | FL | Interior Lighting | [14 empty] | DEER | $/Fixture | 0 | 26.2 | 46.59
NE0409 | Electrical | Lighting | Interior Lighting - FL (Commercial) | Interior Lighting - FL | Commercial | Electrical | Services | Lighting | FL | Interior Lighting | [14 empty] | DEER | $/Fixture | 0 | 68.42 | 46.59
NE0410 | Electrical | Lighting | Interior Lighting - FL (Commercial Retrofit) | Interior Lighting - FL | Commercial Retrofit | Electrical | Services | Lighting | FL | Interior Lighting | [14 empty] | DEER | $/Fixture | 0 | 31.3 | 56.1
NE0411 | Electrical | Lighting | Interior Lighting - FL (Commercial) | Interior Lighting - FL | Commercial | Electrical | Services | Lighting | FL | Interior Lighting | [14 empty] | DEER | $/Fixture | 0 | 68.42 | 56.1
NE0412 | Electrical | Lighting | Interior Lighting - FL (Commercial Retrofit) | Interior Lighting - FL | Commercial Retrofit | Electrical | Services | Lighting | FL | Interior Lighting | [14 empty] | DEER | $/Fixture | 0 | 27.66 | 45.11
NE0413 | Electrical | Lighting | Interior Lighting - FL (Commercial) | Interior Lighting - FL | Commercial | Electrical | Services | Lighting | FL | Interior Lighting | [14 empty] | DEER | $/Fixture | 0 | 68.42 | 45.11
NE0414 | Electrical | Lighting | Interior Lighting - FL (Commercial Retrofit) | Interior Lighting - FL | Commercial Retrofit | Electrical | Services | Lighting | FL | Interior Lighting | [14 empty] | DEER | $/Fixture | 0 | 27.66 | 45.11
NE0415 | Electrical | Lighting | Interior Lighting - FL (Commercial) | Interior Lighting - FL | Commercial | Electrical | Services | Lighting | FL | Interior Lighting | [14 empty] | DEER | $/Fixture | 0 | 68.42 | 45.11
NE0416 | Electrical | Lighting | Interior Lighting - FL (Commercial Retrofit) | Interior Lighting - FL | Commercial Retrofit | Electrical | Services | Lighting | FL | Interior Lighting | [14 empty] | DEER | $/Fixture | 0 | 32.02 | 102.69
NE0417 | Electrical | Lighting | Interior Lighting - FL (Commercial) | Interior Lighting - FL | Commercial | Electrical | Services | Lighting | FL | Interior Lighting | [14 empty] | DEER | $/Fixture | 0 | 68.42 | 102.69
NE0418 | Electrical | Lighting | Interior Lighting - FL (Commercial Retrofit) | Interior Lighting - FL | Commercial Retrofit | Electrical | Services | Lighting | FL | Interior Lighting | [14 empty] | DEER | $/Fixture | 0 | 32.02 | 85.45
NE0419 | Electrical | Lighting | Interior Lighting - FL (Commercial) | Interior Lighting - FL | Commercial | Electrical | Services | Lighting | FL | Interior Lighting | [14 empty] | DEER | $/Fixture | 0 | 68.42 | 85.45
NE0420 | Electrical | Lighting | Interior Lighting - FL (Commercial Retrofit) | Interior Lighting - FL | Commercial Retrofit | Electrical | Services | Lighting | FL | Interior Lighting | [14 empty] | DEER | $/Fixture | 0 | 37.12 | 19.63
NE0826 | Electrical | Lighting | Interior Lighting - CFL (Residential) | Interior Lighting - CFL | Residential | Electrical | Services | Lighting | CFL | Interior Lighting | [14 empty] | Faithful + Gould | $/Unit | 0 | 0 | 36.63
NE0827 | Electrical | Lighting | Interior Lighting - CFL (Residential) | Interior Lighting - CFL | Residential | Electrical | Services | Lighting | CFL | Interior Lighting | [14 empty] | Faithful + Gould | $/Unit | 0 | 0 | 36.63
NE0828 | Electrical | Lighting | Interior Lighting - CFL (Residential) | Interior Lighting - CFL | Residential | Electrical | Services | Lighting | CFL | Interior Lighting | [14 empty] | Faithful + Gould | $/Unit | 0 | 0 | 39.67
NE0829 | Electrical | Lighting | Interior Lighting - CFL (Residential) | Interior Lighting - CFL | Residential | Electrical | Services | Lighting | CFL | Interior Lighting | [14 empty] | Faithful + Gould | $/Unit | 0 | 0 | 39.67
NE0830 | Electrical | Lighting | Interior Lighting - CFL (Residential) | Interior Lighting - CFL | Residential | Electrical | Services | Lighting | CFL | Interior Lighting | [14 empty] | Faithful + Gould | $/Unit | 0 | 0 | 39.67
NE0831 | Electrical | Lighting | Interior Lighting - CFL (Residential) | Interior Lighting - CFL | Residential | Electrical | Services | Lighting | CFL | Interior Lighting | [14 empty] | Faithful + Gould | $/Unit | 0 | 0 | 39.67
NE0832 | Electrical | Lighting | Interior Lighting - CFL (Residential) | Interior Lighting - CFL | Residential | Electrical | Services | Lighting | CFL | Interior Lighting | [14 empty] | Faithful + Gould | $/Unit | 0 | 0 | 42
NE0833 | Electrical | Lighting | Interior Lighting - CFL (Residential) | Interior Lighting - CFL | Residential | Electrical | Services | Lighting | CFL | Interior Lighting | [14 empty] | Faithful + Gould | $/Unit | 0 | 0 | 42
NE0834 | Electrical | Lighting | Interior Lighting - CFL (Residential) | Interior Lighting - CFL | Residential | Electrical | Services | Lighting | CFL | Interior Lighting | [14 empty] | Faithful + Gould | $/Unit | 0 | 0 | 42
NE0835 | Electrical | Lighting | Interior Lighting - CFL (Residential) | Interior Lighting - CFL | Residential | Electrical | Services | Lighting | CFL | Interior Lighting | [14 empty] | Faithful + Gould | $/Unit | 0 | 0 | 45.5
NE0836 | Electrical | Lighting | Interior Lighting - CFL (Residential) | Interior Lighting - CFL | Residential | Electrical | Services | Lighting | CFL | Interior Lighting | [14 empty] | Faithful + Gould | $/Unit | 0 | 0 | 45.5
NE0837 | Electrical | Lighting | Interior Lighting - CFL (Residential) | Interior Lighting - CFL | Residential | Electrical | Services | Lighting | CFL | Interior Lighting | [14 empty] | Faithful + Gould | $/Unit | 0 | 0 | 45.5
NE0838 | Electrical | Lighting | Interior Lighting - CFL (Residential) | Interior Lighting - CFL | Residential | Electrical | Services | Lighting | CFL | Interior Lighting | [14 empty] | Faithful + Gould | $/Unit | 0 | 0 | 45.5
NE0839 | Electrical | Lighting | Interior Lighting - CFL (Residential) | Interior Lighting - CFL | Residential | Electrical | Services | Lighting | CFL | Interior Lighting | [14 empty] | Faithful + Gould | $/Unit | 0 | 0 | 45.5
NE0860 | Electrical | Lighting | Interior Lighting Controls - Dimmer (Residential) | Interior Lighting Controls - Dimmer | Residential | Electrical | Services | Lighting | Dimmer | Interior Lighting Controls | [14 empty] | Faithful + Gould | $/Unit | 0 | 0 | 222.21
NE0863 | Electrical | Lighting | Interior Lighting Controls - Dimmer (Residential) | Interior Lighting Controls - Dimmer | Residential | Electrical | Services | Lighting | Dimmer | Interior Lighting Controls | [14 empty] | Faithful + Gould | $/Unit | 0 | 0 | 14.53
NE0866 | Electrical | Lighting | Interior Lighting Controls - Dimmer (Residential) | Interior Lighting Controls - Dimmer | Residential | Electrical | Services | Lighting | Dimmer | Interior Lighting Controls | [14 empty] | Faithful + Gould | $/Unit | 0 | 0 | 40.84
NE0867 | Electrical | Lighting | Interior Lighting Controls - Dimmer (Residential) | Interior Lighting Controls - Dimmer | Residential | Electrical | Services | Lighting | Dimmer | Interior Lighting Controls | [14 empty] | Faithful + Gould | $/Unit | 0 | 0 | 252.09
NE0868 | Electrical | Lighting | Interior Lighting Controls - Dimmer (Residential) | Interior Lighting Controls - Dimmer | Residential | Electrical | Services | Lighting | Dimmer | Interior Lighting Controls | [14 empty] | Faithful + Gould | $/Unit | 0 | 0 | 151.7
NE0869 | Electrical | Lighting | Interior Lighting Controls - Dimmer (Residential) | Interior Lighting Controls - Dimmer | Residential | Electrical | Services | Lighting | Dimmer | Interior Lighting Controls | [14 empty] | Faithful + Gould | $/Unit | 0 | 0 | 222.21
NE0879 | Electrical | Lighting | Interior Lighting Controls - Dimmer (Residential) | Interior Lighting Controls - Dimmer | Residential | Electrical | Services | Lighting | Dimmer | Interior Lighting Controls | [14 empty] | Faithful + Gould | $/Unit | 0 | 0 | 34.98
NE0884 | Electrical | Lighting | Interior Lighting Controls - Dimmer (Residential) | Interior Lighting Controls - Dimmer | Residential | Electrical | Services | Lighting | Dimmer | Interior Lighting Controls | [14 empty] | Faithful + Gould | $/Unit | 0 | 0 | 20.97
NE0885 | Electrical | Lighting | Interior Lighting Controls - Dimmer (Residential) | Interior Lighting Controls - Dimmer | Residential | Electrical | Services | Lighting | Dimmer | Interior Lighting Controls | [14 empty] | Faithful + Gould | $/Unit | 0 | 0 | 20.97
NE0886 | Electrical | Lighting | Interior Lighting Controls - Dimmer (Residential) | Interior Lighting Controls - Dimmer | Residential | Electrical | Services | Lighting | Dimmer | Interior Lighting Controls | [14 empty] | Faithful + Gould | $/Unit | 0 | 0 | 26.75
NE0887 | Electrical | Lighting | Interior Lighting Controls - Dimmer (Residential) | Interior Lighting Controls - Dimmer | Residential | Electrical | Services | Lighting | Dimmer | Interior Lighting Controls | [14 empty] | Faithful + Gould | $/Unit | 0 | 0 | 50.12
NE0890 | Electrical | Lighting | Interior Lighting Controls - Dimmer (Residential) | Interior Lighting Controls - Dimmer | Residential | Electrical | Services | Lighting | Dimmer | Interior Lighting Controls | [14 empty] | Faithful + Gould | $/Unit | 0 | 0 | 54.84
NE0888 | Electrical | Lighting | Interior Lighting Controls - Dimmer Kit (Residential) | Interior Lighting Controls - Dimmer Kit | Residential | Electrical | Services | Lighting | Dimmer Kit | Interior Lighting Controls | [14 empty] | Faithful + Gould | $/Unit | 0 | 0 | 93.35
NE0876 | Electrical | Lighting | Interior Lighting Controls - Fan Control (Residential) | Interior Lighting Controls - Fan Control | Residential | Electrical | Services | Lighting | Fan Control | Interior Lighting Controls | [14 empty] | Faithful + Gould | $/Unit | 0 | 0 | 23.32
NE0882 | Electrical | Lighting | Interior Lighting Controls - Fan Control & Dimmer Kit (Residential) | Interior Lighting Controls - Fan Control & Dimmer Kit | Residential | Electrical | Services | Lighting | Fan Control & Dimmer Kit | Interior Lighting Controls | [14 empty] | Faithful + Gould | $/Unit | 0 | 0 | 58.34
NE0193 | Electrical | Lighting | Interior Lighting - FL (Commercial Retrofit) | Interior Lighting - FL | Commercial Retrofit | Electrical | Services | Lighting | FL | Interior Lighting | [14 empty] | DEER | $/Fixture | 0 | 26.2 | 14.67
NE0194 | Electrical | Lighting | Interior Lighting - FL (Commercial) | Interior Lighting - FL | Commercial | Electrical | Services | Lighting | FL | Interior Lighting | [14 empty] | DEER | $/Fixture | 0 | 68.42 | 14.67
NE0195 | Electrical | Lighting | Interior Lighting - FL (Commercial Retrofit) | Interior Lighting - FL | Commercial Retrofit | Electrical | Services | Lighting | FL | Interior Lighting | [14 empty] | DEER | $/Fixture | 0 | 27.66 | 16
NE0196 | Electrical | Lighting | Interior Lighting - FL (Commercial) | Interior Lighting - FL | Commercial | Electrical | Services | Lighting | FL | Interior Lighting | [14 empty] | DEER | $/Fixture | 0 | 68.42 | 16
NE0197 | Electrical | Lighting | Interior Lighting - FL (Commercial Retrofit) | Interior Lighting - FL | Commercial Retrofit | Electrical | Services | Lighting | FL | Interior Lighting | [14 empty] | DEER | $/Fixture | 0 | 31.3 | 19.39
NE0198 | Electrical | Lighting | Interior Lighting - FL (Commercial) | Interior Lighting - FL | Commercial | Electrical | Services | Lighting | FL | Interior Lighting | [14 empty] | DEER | $/Fixture | 0 | 68.42 | 19.39
NE0199 | Electrical | Lighting | Interior Lighting - FL (Commercial Retrofit) | Interior Lighting - FL | Commercial Retrofit | Electrical | Services | Lighting | FL | Interior Lighting | [14 empty] | DEER | $/Fixture | 0 | 32.02 | 22.24
NE0200 | Electrical | Lighting | Interior Lighting - FL (Commercial) | Interior Lighting - FL | Commercial | Electrical | Services | Lighting | FL | Interior Lighting | [14 empty] | DEER | $/Fixture | 0 | 68.42 | 22.24
NE0201 | Electrical | Lighting | Interior Lighting - FL (Commercial Retrofit) | Interior Lighting - FL | Commercial Retrofit | Electrical | Services | Lighting | FL | Interior Lighting | [14 empty] | DEER | $/Fixture | 0 | 35.67 | 38.77
NE0202 | Electrical | Lighting | Interior Lighting - FL (Commercial) | Interior Lighting - FL | Commercial | Electrical | Services | Lighting | FL | Interior Lighting | [14 empty] | DEER | $/Fixture | 0 | 68.42 | 38.77
NE0203 | Electrical | Lighting | Interior Lighting - FL (Commercial Retrofit) | Interior Lighting - FL | Commercial Retrofit | Electrical | Services | Lighting | FL | Interior Lighting | [14 empty] | DEER | $/Fixture | 0 | 37.12 | 28.28
NE0204 | Electrical | Lighting | Interior Lighting - FL (Commercial) | Interior Lighting - FL | Commercial | Electrical | Services | Lighting | FL | Interior Lighting | [14 empty] | DEER | $/Fixture | 0 | 68.42 | 28.28
NE0205 | Electrical | Lighting | Interior Lighting - FL (Commercial Retrofit) | Interior Lighting - FL | Commercial Retrofit | Electrical | Services | Lighting | FL | Interior Lighting | [14 empty] | DEER | $/Fixture | 0 | 37.12 | 31.32
NE0206 | Electrical | Lighting | Interior Lighting - FL (Commercial) | Interior Lighting - FL | Commercial | Electrical | Services | Lighting | FL | Interior Lighting | [14 empty] | DEER | $/Fixture | 0 | 68.42 | 31.32
NE0207 | Electrical | Lighting | Interior Lighting - FL (Commercial Retrofit) | Interior Lighting - FL | Commercial Retrofit | Electrical | Services | Lighting | FL | Interior Lighting | [14 empty] | DEER | $/Fixture | 0 | 37.12 | 61.69
NE0208 | Electrical | Lighting | Interior Lighting - FL (Commercial) | Interior Lighting - FL | Commercial | Electrical | Services | Lighting | FL | Interior Lighting | [14 empty] | DEER | $/Fixture | 0 | 68.42 | 61.69
NE0209 | Electrical | Lighting | Interior Lighting - FL (Commercial Retrofit) | Interior Lighting - FL | Commercial Retrofit | Electrical | Services | Lighting | FL | Interior Lighting | [14 empty] | DEER | $/Fixture | 0 | 37.12 | 66.58
NE0210 | Electrical | Lighting | Interior Lighting - FL (Commercial) | Interior Lighting - FL | Commercial | Electrical | Services | Lighting | FL | Interior Lighting | [14 empty] | DEER | $/Fixture | 0 | 68.42 | 66.58
NE0211 | Electrical | Lighting | Interior Lighting - FL (Commercial Retrofit) | Interior Lighting - FL | Commercial Retrofit | Electrical | Services | Lighting | FL | Interior Lighting | [14 empty] | DEER | $/Fixture | 0 | 26.2 | 18.67
NE0212 | Electrical | Lighting | Interior Lighting - FL (Commercial) | Interior Lighting - FL | Commercial | Electrical | Services | Lighting | FL | Interior Lighting | [14 empty] | DEER | $/Fixture | 0 | 68.42 | 18.67
NE0213 | Electrical | Lighting | Interior Lighting - FL (Commercial Retrofit) | Interior Lighting - FL | Commercial Retrofit | Electrical | Services | Lighting | FL | Interior Lighting | [14 empty] | DEER | $/Fixture | 0 | 27.66 | 33.21
NE0776 | Electrical | Lighting | Interior Lighting - CFL (Residential) | Interior Lighting - CFL | Residential | Electrical | Services | Lighting | CFL | Interior Lighting | [14 empty] | Faithful + Gould | $/Unit | 0 | 0 | 17.49
NE0777 | Electrical | Lighting | Interior Lighting - CFL (Residential) | Interior Lighting - CFL | Residential | Electrical | Services | Lighting | CFL | Interior Lighting | [14 empty] | Faithful + Gould | $/Unit | 0 | 0 | 17.49
NE0778 | Electrical | Lighting | Interior Lighting - CFL (Residential) | Interior Lighting - CFL | Residential | Electrical | Services | Lighting | CFL | Interior Lighting | [14 empty] | Faithful + Gould | $/Unit | 0 | 0 | 17.49
NE0779 | Electrical | Lighting | Interior Lighting - CFL (Residential) | Interior Lighting - CFL | Residential | Electrical | Services | Lighting | CFL | Interior Lighting | [14 empty] | Faithful + Gould | $/Unit | 0 | 0 | 17.49
NE0780 | Electrical | Lighting | Interior Lighting - CFL (Residential) | Interior Lighting - CFL | Residential | Electrical | Services | Lighting | CFL | Interior Lighting | [14 empty] | Faithful + Gould | $/Unit | 0 | 0 | 17.49
NE0781 | Electrical | Lighting | Interior Lighting - CFL (Residential) | Interior Lighting - CFL | Residential | Electrical | Services | Lighting | CFL | Interior Lighting | [14 empty] | Faithful + Gould | $/Unit | 0 | 0 | 17.49
NE0782 | Electrical | Lighting | Interior Lighting - CFL (Residential) | Interior Lighting - CFL | Residential | Electrical | Services | Lighting | CFL | Interior Lighting | [14 empty] | Faithful + Gould | $/Unit | 0 | 0 | 17.49
NE0783 | Electrical | Lighting | Interior Lighting - CFL (Residential) | Interior Lighting - CFL | Residential | Electrical | Services | Lighting | CFL | Interior Lighting | [14 empty] | Faithful + Gould | $/Unit | 0 | 0 | 17.49
NE0784 | Electrical | Lighting | Interior Lighting - CFL (Residential) | Interior Lighting - CFL | Residential | Electrical | Services | Lighting | CFL | Interior Lighting | [14 empty] | Faithful + Gould | $/Unit | 0 | 0 | 18.66
NE0785 | Electrical | Lighting | Interior Lighting - CFL (Residential) | Interior Lighting - CFL | Residential | Electrical | Services | Lighting | CFL | Interior Lighting | [14 empty] | Faithful + Gould | $/Unit | 0 | 0 | 18.66
NE0786 | Electrical | Lighting | Interior Lighting - CFL (Residential) | Interior Lighting - CFL | Residential | Electrical | Services | Lighting | CFL | Interior Lighting | [14 empty] | Faithful + Gould | $/Unit | 0 | 0 | 20.99
NE0787 | Electrical | Lighting | Interior Lighting - CFL (Residential) | Interior Lighting - CFL | Residential | Electrical | Services | Lighting | CFL | Interior Lighting | [14 empty] | Faithful + Gould | $/Unit | 0 | 0 | 20.99
NE0788 | Electrical | Lighting | Interior Lighting - CFL (Residential) | Interior Lighting - CFL | Residential | Electrical | Services | Lighting | CFL | Interior Lighting | [14 empty] | Faithful + Gould | $/Unit | 0 | 0 | 21.81
NE0789 | Electrical | Lighting | Interior Lighting - CFL (Residential) | Interior Lighting - CFL | Residential | Electrical | Services | Lighting | CFL | Interior Lighting | [14 empty] | Faithful + Gould | $/Unit | 0 | 0 | 21.81
NE0790 | Electrical | Lighting | Interior Lighting - CFL (Residential) | Interior Lighting - CFL | Residential | Electrical | Services | Lighting | CFL | Interior Lighting | [14 empty] | Faithful + Gould | $/Unit | 0 | 0 | 21.81
NE0791 | Electrical | Lighting | Interior Lighting - CFL (Residential) | Interior Lighting - CFL | Residential | Electrical | Services | Lighting | CFL | Interior Lighting | [14 empty] | Faithful + Gould | $/Unit | 0 | 0 | 21.81
NE0792 | Electrical | Lighting | Interior Lighting - CFL (Residential) | Interior Lighting - CFL | Residential | Electrical | Services | Lighting | CFL | Interior Lighting | [14 empty] | Faithful + Gould | $/Unit | 0 | 0 | 21.81
NE0793 | Electrical | Lighting | Interior Lighting - CFL (Residential) | Interior Lighting - CFL | Residential | Electrical | Services | Lighting | CFL | Interior Lighting | [14 empty] | Faithful + Gould | $/Unit | 0 | 0 | 21.81
NE0794 | Electrical | Lighting | Interior Lighting - CFL (Residential) | Interior Lighting - CFL | Residential | Electrical | Services | Lighting | CFL | Interior Lighting | [14 empty] | Faithful + Gould | $/Unit | 0 | 0 | 24.5
NE0795 | Electrical | Lighting | Interior Lighting - CFL (Residential) | Interior Lighting - CFL | Residential | Electrical | Services | Lighting | CFL | Interior Lighting | [14 empty] | Faithful + Gould | $/Unit | 0 | 0 | 24.5
NE0796 | Electrical | Lighting | Interior Lighting - CFL (Residential) | Interior Lighting - CFL | Residential | Electrical | Services | Lighting | CFL | Interior Lighting | [14 empty] | Faithful + Gould | $/Unit | 0 | 0 | 24.5
NE0797 | Electrical | Lighting | Interior Lighting - CFL (Residential) | Interior Lighting - CFL | Residential | Electrical | Services | Lighting | CFL | Interior Lighting | [14 empty] | Faithful + Gould | $/Unit | 0 | 0 | 24.5
NE0798 | Electrical | Lighting | Interior Lighting - CFL (Residential) | Interior Lighting - CFL | Residential | Electrical | Services | Lighting | CFL | Interior Lighting | [14 empty] | Faithful + Gould | $/Unit | 0 | 0 | 24.5
NE0799 | Electrical | Lighting | Interior Lighting - CFL (Residential) | Interior Lighting - CFL | Residential | Electrical | Services | Lighting | CFL | Interior Lighting | [14 empty] | Faithful + Gould | $/Unit | 0 | 0 | 25.08
NE0800 | Electrical | Lighting | Interior Lighting - CFL (Residential) | Interior Lighting - CFL | Residential | Electrical | Services | Lighting | CFL | Interior Lighting | [14 empty] | Faithful + Gould | $/Unit | 0 | 0 | 26.83
NE0801 | Electrical | Lighting | Interior Lighting - CFL (Residential) | Interior Lighting - CFL | Residential | Electrical | Services | Lighting | CFL | Interior Lighting | [14 empty] | Faithful + Gould | $/Unit | 0 | 0 | 26.83
NE0802 | Electrical | Lighting | Interior Lighting - CFL (Residential) | Interior Lighting - CFL | Residential | Electrical | Services | Lighting | CFL | Interior Lighting | [14 empty] | Faithful + Gould | $/Unit | 0 | 0 | 26.83
NE0803 | Electrical | Lighting | Interior Lighting - CFL (Residential) | Interior Lighting - CFL | Residential | Electrical | Services | Lighting | CFL | Interior Lighting | [14 empty] | Faithful + Gould | $/Unit | 0 | 0 | 26.83
NE0804 | Electrical | Lighting | Interior Lighting - CFL (Residential) | Interior Lighting - CFL | Residential | Electrical | Services | Lighting | CFL | Interior Lighting | [14 empty] | Faithful + Gould | $/Unit | 0 | 0 | 26.83
NE0805 | Electrical | Lighting | Interior Lighting - CFL (Residential) | Interior Lighting - CFL | Residential | Electrical | Services | Lighting | CFL | Interior Lighting | [14 empty] | Faithful + Gould | $/Unit | 0 | 0 | 26.83
NE0806 | Electrical | Lighting | Interior Lighting - CFL (Residential) | Interior Lighting - CFL | Residential | Electrical | Services | Lighting | CFL | Interior Lighting | [14 empty] | Faithful + Gould | $/Unit | 0 | 0 | 26.83
NE0807 | Electrical | Lighting | Interior Lighting - CFL (Residential) | Interior Lighting - CFL | Residential | Electrical | Services | Lighting | CFL | Interior Lighting | [14 empty] | Faithful + Gould | $/Unit | 0 | 0 | 29.17
NE0808 | Electrical | Lighting | Interior Lighting - CFL (Residential) | Interior Lighting - CFL | Residential | Electrical | Services | Lighting | CFL | Interior Lighting | [14 empty] | Faithful + Gould | $/Unit | 0 | 0 | 29.17
NE0809 | Electrical | Lighting | Interior Lighting - CFL (Residential) | Interior Lighting - CFL | Residential | Electrical | Services | Lighting | CFL | Interior Lighting | [14 empty] | Faithful + Gould | $/Unit | 0 | 0 | 29.17
NE0810 | Electrical | Lighting | Interior Lighting - CFL (Residential) | Interior Lighting - CFL | Residential | Electrical | Services | Lighting | CFL | Interior Lighting | [14 empty] | Faithful + Gould | $/Unit | 0 | 0 | 29.17
NE0811 | Electrical | Lighting | Interior Lighting - CFL (Residential) | Interior Lighting - CFL | Residential | Electrical | Services | Lighting | CFL | Interior Lighting | [14 empty] | Faithful + Gould | $/Unit | 0 | 0 | 29.17
NE0812 | Electrical | Lighting | Interior Lighting - CFL (Residential) | Interior Lighting - CFL | Residential | Electrical | Services | Lighting | CFL | Interior Lighting | [14 empty] | Faithful + Gould | $/Unit | 0 | 0 | 30.1
NE0813 | Electrical | Lighting | Interior Lighting - CFL (Residential) | Interior Lighting - CFL | Residential | Electrical | Services | Lighting | CFL | Interior Lighting | [14 empty] | Faithful + Gould | $/Unit | 0 | 0 | 30.1
NE0814 | Electrical | Lighting | Interior Lighting - CFL (Residential) | Interior Lighting - CFL | Residential | Electrical | Services | Lighting | CFL | Interior Lighting | [14 empty] | Faithful + Gould | $/Unit | 0 | 0 | 30.33
NE0815 | Electrical | Lighting | Interior Lighting - CFL (Residential) | Interior Lighting - CFL | Residential | Electrical | Services | Lighting | CFL | Interior Lighting | [14 empty] | Faithful + Gould | $/Unit | 0 | 0 | 31.03
NE0816 | Electrical | Lighting | Interior Lighting - CFL (Residential) | Interior Lighting - CFL | Residential | Electrical | Services | Lighting | CFL | Interior Lighting | [14 empty] | Faithful + Gould | $/Unit | 0 | 0 | 31.03
NE0817 | Electrical | Lighting | Interior Lighting - CFL (Residential) | Interior Lighting - CFL | Residential | Electrical | Services | Lighting | CFL | Interior Lighting | [14 empty] | Faithful + Gould | $/Unit | 0 | 0 | 31.03
NE0818 | Electrical | Lighting | Interior Lighting - CFL (Residential) | Interior Lighting - CFL | Residential | Electrical | Services | Lighting | CFL | Interior Lighting | [14 empty] | Faithful + Gould | $/Unit | 0 | 0 | 31.03
NE0819 | Electrical | Lighting | Interior Lighting - CFL (Residential) | Interior Lighting - CFL | Residential | Electrical | Services | Lighting | CFL | Interior Lighting | [14 empty] | Faithful + Gould | $/Unit | 0 | 0 | 31.03
NE0820 | Electrical | Lighting | Interior Lighting - CFL (Residential) | Interior Lighting - CFL | Residential | Electrical | Services | Lighting | CFL | Interior Lighting | [14 empty] | Faithful + Gould | $/Unit | 0 | 0 | 31.03
NE0821 | Electrical | Lighting | Interior Lighting - CFL (Residential) | Interior Lighting - CFL | Residential | Electrical | Services | Lighting | CFL | Interior Lighting | [14 empty] | Faithful + Gould | $/Unit | 0 | 0 | 31.03
NE0822 | Electrical | Lighting | Interior Lighting - CFL (Residential) | Interior Lighting - CFL | Residential | Electrical | Services | Lighting | CFL | Interior Lighting | [14 empty] | Faithful + Gould | $/Unit | 0 | 0 | 36.63
NE0823 | Electrical | Lighting | Interior Lighting - CFL (Residential) | Interior Lighting - CFL | Residential | Electrical | Services | Lighting | CFL | Interior Lighting | [14 empty] | Faithful + Gould | $/Unit | 0 | 0 | 36.63
NE0824 | Electrical | Lighting | Interior Lighting - CFL (Residential) | Interior Lighting - CFL | Residential | Electrical | Services | Lighting | CFL | Interior Lighting | [14 empty] | Faithful + Gould | $/Unit | 0 | 0 | 36.63
NE0825 | Electrical | Lighting | Interior Lighting - CFL (Residential) | Interior Lighting - CFL | Residential | Electrical | Services | Lighting | CFL | Interior Lighting | [14 empty] | Faithful + Gould | $/Unit | 0 | 0 | 36.63
NE0726 | Electrical | Lighting | Interior Lighting - CFL (Residential) | Interior Lighting - CFL | Residential | Electrical | Services | Lighting | CFL | Interior Lighting | [14 empty] | Faithful + Gould | $/Unit | 0 | 0 | 11.89
NE0727 | Electrical | Lighting | Interior Lighting - CFL (Residential) | Interior Lighting - CFL | Residential | Electrical | Services | Lighting | CFL | Interior Lighting | [14 empty] | Faithful + Gould | $/Unit | 0 | 0 | 11.89
NE0728 | Electrical | Lighting | Interior Lighting - CFL (Residential) | Interior Lighting - CFL | Residential | Electrical | Services | Lighting | CFL | Interior Lighting | [14 empty] | Faithful + Gould | $/Unit | 0 | 0 | 11.89
NE0729 | Electrical | Lighting | Interior Lighting - CFL (Residential) | Interior Lighting - CFL | Residential | Electrical | Services | Lighting | CFL | Interior Lighting | [14 empty] | Faithful + Gould | $/Unit | 0 | 0 | 11.89
NE0730 | Electrical | Lighting | Interior Lighting - CFL (Residential) | Interior Lighting - CFL | Residential | Electrical | Services | Lighting | CFL | Interior Lighting | [14 empty] | Faithful + Gould | $/Unit | 0 | 0 | 11.89
NE0731 | Electrical | Lighting | Interior Lighting - CFL (Residential) | Interior Lighting - CFL | Residential | Electrical | Services | Lighting | CFL | Interior Lighting | [14 empty] | Faithful + Gould | $/Unit | 0 | 0 | 12.83
NE0732 | Electrical | Lighting | Interior Lighting - CFL (Residential) | Interior Lighting - CFL | Residential | Electrical | Services | Lighting | CFL | Interior Lighting | [14 empty] | Faithful + Gould | $/Unit | 0 | 0 | 13.52
NE0733 | Electrical | Lighting | Interior Lighting - CFL (Residential) | Interior Lighting - CFL | Residential | Electrical | Services | Lighting | CFL | Interior Lighting | [14 empty] | Faithful + Gould | $/Unit | 0 | 0 | 15.16
NE0734 | Electrical | Lighting | Interior Lighting - CFL (Residential) | Interior Lighting - CFL | Residential | Electrical | Services | Lighting | CFL | Interior Lighting | [14 empty] | Faithful + Gould | $/Unit | 0 | 0 | 15.16
NE0735 | Electrical | Lighting | Interior Lighting - CFL (Residential) | Interior Lighting - CFL | Residential | Electrical | Services | Lighting | CFL | Interior Lighting | [14 empty] | Faithful + Gould | $/Unit | 0 | 0 | 15.16
NE0736 | Electrical | Lighting | Interior Lighting - CFL (Residential) | Interior Lighting - CFL | Residential | Electrical | Services | Lighting | CFL | Interior Lighting | [14 empty] | Faithful + Gould | $/Unit | 0 | 0 | 15.16
NE0737 | Electrical | Lighting | Interior Lighting - CFL (Residential) | Interior Lighting - CFL | Residential | Electrical | Services | Lighting | CFL | Interior Lighting | [14 empty] | Faithful + Gould | $/Unit | 0 | 0 | 15.16
NE0738 | Electrical | Lighting | Interior Lighting - CFL (Residential) | Interior Lighting - CFL | Residential | Electrical | Services | Lighting | CFL | Interior Lighting | [14 empty] | Faithful + Gould | $/Unit | 0 | 0 | 15.16
NE0739 | Electrical | Lighting | Interior Lighting - CFL (Residential) | Interior Lighting - CFL | Residential | Electrical | Services | Lighting | CFL | Interior Lighting | [14 empty] | Faithful + Gould | $/Unit | 0 | 0 | 15.16
NE0740 | Electrical | Lighting | Interior Lighting - CFL (Residential) | Interior Lighting - CFL | Residential | Electrical | Services | Lighting | CFL | Interior Lighting | [14 empty] | Faithful + Gould | $/Unit | 0 | 0 | 15.16
NE0741 | Electrical | Lighting | Interior Lighting - CFL (Residential) | Interior Lighting - CFL | Residential | Electrical | Services | Lighting | CFL | Interior Lighting | [14 empty] | Faithful + Gould | $/Unit | 0 | 0 | 15.16
NE0742 | Electrical | Lighting | Interior Lighting - CFL (Residential) | Interior Lighting - CFL | Residential | Electrical | Services | Lighting | CFL | Interior Lighting | [14 empty] | Faithful + Gould | $/Unit | 0 | 0 | 15.63
NE0743 | Electrical | Lighting | Interior Lighting - CFL (Residential) | Interior Lighting - CFL | Residential | Electrical | Services | Lighting | CFL | Interior Lighting | [14 empty] | Faithful + Gould | $/Unit | 0 | 0 | 15.63
NE0744 | Electrical | Lighting | Interior Lighting - CFL (Residential) | Interior Lighting - CFL | Residential | Electrical | Services | Lighting | CFL | Interior Lighting | [14 empty] | Faithful + Gould | $/Unit | 0 | 0 | 15.63
NE0745 | Electrical | Lighting | Interior Lighting - CFL (Residential) | Interior Lighting - CFL | Residential | Electrical | Services | Lighting | CFL | Interior Lighting | [14 empty] | Faithful + Gould | $/Unit | 0 | 0 | 15.63
NE0746 | Electrical | Lighting | Interior Lighting - CFL (Residential) | Interior Lighting - CFL | Residential | Electrical | Services | Lighting | CFL | Interior Lighting | [14 empty] | Faithful + Gould | $/Unit | 0 | 0 | 15.74
NE0747 | Electrical | Lighting | Interior Lighting - CFL (Residential) | Interior Lighting - CFL | Residential | Electrical | Services | Lighting | CFL | Interior Lighting | [14 empty] | Faithful + Gould | $/Unit | 0 | 0 | 15.74
NE0748 | Electrical | Lighting | Interior Lighting - CFL (Residential) | Interior Lighting - CFL | Residential | Electrical | Services | Lighting | CFL | Interior Lighting | [14 empty] | Faithful + Gould | $/Unit | 0 | 0 | 15.74
NE0749 | Electrical | Lighting | Interior Lighting - CFL (Residential) | Interior Lighting - CFL | Residential | Electrical | Services | Lighting | CFL | Interior Lighting | [14 empty] | Faithful + Gould | $/Unit | 0 | 0 | 16.33
NE0750 | Electrical | Lighting | Interior Lighting - CFL (Residential) | Interior Lighting - CFL | Residential | Electrical | Services | Lighting | CFL | Interior Lighting | [14 empty] | Faithful + Gould | $/Unit | 0 | 0 | 16.33
NE0751 | Electrical | Lighting | Interior Lighting - CFL (Residential) | Interior Lighting - CFL | Residential | Electrical | Services | Lighting | CFL | Interior Lighting | [14 empty] | Faithful + Gould | $/Unit | 0 | 0 | 16.33
NE0752 | Electrical | Lighting | Interior Lighting - CFL (Residential) | Interior Lighting - CFL | Residential | Electrical | Services | Lighting | CFL | Interior Lighting | [14 empty] | Faithful + Gould | $/Unit | 0 | 0 | 16.33
NE0753 | Electrical | Lighting | Interior Lighting - CFL (Residential) | Interior Lighting - CFL | Residential | Electrical | Services | Lighting | CFL | Interior Lighting | [14 empty] | Faithful + Gould | $/Unit | 0 | 0 | 16.33
NE0754 | Electrical | Lighting | Interior Lighting - CFL (Residential) | Interior Lighting - CFL | Residential | Electrical | Services | Lighting | CFL | Interior Lighting | [14 empty] | Faithful + Gould | $/Unit | 0 | 0 | 16.33
NE0755 | Electrical | Lighting | Interior Lighting - CFL (Residential) | Interior Lighting - CFL | Residential | Electrical | Services | Lighting | CFL | Interior Lighting | [14 empty] | Faithful + Gould | $/Unit | 0 | 0 | 16.33
NE0756 | Electrical | Lighting | Interior Lighting - CFL (Residential) | Interior Lighting - CFL | Residential | Electrical | Services | Lighting | CFL | Interior Lighting | [14 empty] | Faithful + Gould | $/Unit | 0 | 0 | 16.33
NE0757 | Electrical | Lighting | Interior Lighting - CFL (Residential) | Interior Lighting - CFL | Residential | Electrical | Services | Lighting | CFL | Interior Lighting | [14 empty] | Faithful + Gould | $/Unit | 0 | 0 | 16.33
NE0758 | Electrical | Lighting | Interior Lighting - CFL (Residential) | Interior Lighting - CFL | Residential | Electrical | Services | Lighting | CFL | Interior Lighting | [14 empty] | Faithful + Gould | $/Unit | 0 | 0 | 16.33
NE0759 | Electrical | Lighting | Interior Lighting - CFL (Residential) | Interior Lighting - CFL | Residential | Electrical | Services | Lighting | CFL | Interior Lighting | [14 empty] | Faithful + Gould | $/Unit | 0 | 0 | 16.33
NE0760 | Electrical | Lighting | Interior Lighting - CFL (Residential) | Interior Lighting - CFL | Residential | Electrical | Services | Lighting | CFL | Interior Lighting | [14 empty] | Faithful + Gould | $/Unit | 0 | 0 | 16.33
NE0761 | Electrical | Lighting | Interior Lighting - CFL (Residential) | Interior Lighting - CFL | Residential | Electrical | Services | Lighting | CFL | Interior Lighting | [14 empty] | Faithful + Gould | $/Unit | 0 | 0 | 16.33
NE0762 | Electrical | Lighting | Interior Lighting - CFL (Residential) | Interior Lighting - CFL | Residential | Electrical | Services | Lighting | CFL | Interior Lighting | [14 empty] | Faithful + Gould | $/Unit | 0 | 0 | 16.67
NE0763 | Electrical | Lighting | Interior Lighting - CFL (Residential) | Interior Lighting - CFL | Residential | Electrical | Services | Lighting | CFL | Interior Lighting | [14 empty] | Faithful + Gould | $/Unit | 0 | 0 | 16.67
NE0764 | Electrical | Lighting | Interior Lighting - CFL (Residential) | Interior Lighting - CFL | Residential | Electrical | Services | Lighting | CFL | Interior Lighting | [14 empty] | Faithful + Gould | $/Unit | 0 | 0 | 16.67
NE0765 | Electrical | Lighting | Interior Lighting - CFL (Residential) | Interior Lighting - CFL | Residential | Electrical | Services | Lighting | CFL | Interior Lighting | [14 empty] | Faithful + Gould | $/Unit | 0 | 0 | 16.67
NE0766 | Electrical | Lighting | Interior Lighting - CFL (Residential) | Interior Lighting - CFL | Residential | Electrical | Services | Lighting | CFL | Interior Lighting | [14 empty] | Faithful + Gould | $/Unit | 0 | 0 | 16.67
NE0767 | Electrical | Lighting | Interior Lighting - CFL (Residential) | Interior Lighting - CFL | Residential | Electrical | Services | Lighting | CFL | Interior Lighting | [14 empty] | Faithful + Gould | $/Unit | 0 | 0 | 16.67
NE0768 | Electrical | Lighting | Interior Lighting - CFL (Residential) | Interior Lighting - CFL | Residential | Electrical | Services | Lighting | CFL | Interior Lighting | [14 empty] | Faithful + Gould | $/Unit | 0 | 0 | 17.49
NE0769 | Electrical | Lighting | Interior Lighting - CFL (Residential) | Interior Lighting - CFL | Residential | Electrical | Services | Lighting | CFL | Interior Lighting | [14 empty] | Faithful + Gould | $/Unit | 0 | 0 | 17.49
NE0770 | Electrical | Lighting | Interior Lighting - CFL (Residential) | Interior Lighting - CFL | Residential | Electrical | Services | Lighting | CFL | Interior Lighting | [14 empty] | Faithful + Gould | $/Unit | 0 | 0 | 17.49
NE0771 | Electrical | Lighting | Interior Lighting - CFL (Residential) | Interior Lighting - CFL | Residential | Electrical | Services | Lighting | CFL | Interior Lighting | [14 empty] | Faithful + Gould | $/Unit | 0 | 0 | 17.49
NE0772 | Electrical | Lighting | Interior Lighting - CFL (Residential) | Interior Lighting - CFL | Residential | Electrical | Services | Lighting | CFL | Interior Lighting | [14 empty] | Faithful + Gould | $/Unit | 0 | 0 | 17.49
NE0773 | Electrical | Lighting | Interior Lighting - CFL (Residential) | Interior Lighting - CFL | Residential | Electrical | Services | Lighting | CFL | Interior Lighting | [14 empty] | Faithful + Gould | $/Unit | 0 | 0 | 17.49
NE0774 | Electrical | Lighting | Interior Lighting - CFL (Residential) | Interior Lighting - CFL | Residential | Electrical | Services | Lighting | CFL | Interior Lighting | [14 empty] | Faithful + Gould | $/Unit | 0 | 0 | 17.49
NE0775 | Electrical | Lighting | Interior Lighting - CFL (Residential) | Interior Lighting - CFL | Residential | Electrical | Services | Lighting | CFL | Interior Lighting | [14 empty] | Faithful + Gould | $/Unit | 0 | 0 | 17.49
NE0676 | Electrical | Lighting | Interior Lighting - CFL (Residential) | Interior Lighting - CFL | Residential | Electrical | Services | Lighting | CFL | Interior Lighting | [14 empty] | Faithful + Gould | $/Unit | 0 | 0 | 6.17
NE0677 | Electrical | Lighting | Interior Lighting - CFL (Residential) | Interior Lighting - CFL | Residential | Electrical | Services | Lighting | CFL | Interior Lighting | [14 empty] | Faithful + Gould | $/Unit | 0 | 0 | 6.17
NE0678 | Electrical | Lighting | Interior Lighting - CFL (Residential) | Interior Lighting - CFL | Residential | Electrical | Services | Lighting | CFL | Interior Lighting | [14 empty] | Faithful + Gould | $/Unit | 0 | 0 | 6.17
NE0679 | Electrical | Lighting | Interior Lighting - CFL (Residential) | Interior Lighting - CFL | Residential | Electrical | Services | Lighting | CFL | Interior Lighting | [14 empty] | Faithful + Gould | $/Unit | 0 | 0 | 6.17
NE0680 | Electrical | Lighting | Interior Lighting - CFL (Residential) | Interior Lighting - CFL | Residential | Electrical | Services | Lighting | CFL | Interior Lighting | [14 empty] | Faithful + Gould | $/Unit | 0 | 0 | 6.99
NE0681 | Electrical | Lighting | Interior Lighting - CFL (Residential) | Interior Lighting - CFL | Residential | Electrical | Services | Lighting | CFL | Interior Lighting | [14 empty] | Faithful + Gould | $/Unit | 0 | 0 | 6.99
NE0682 | Electrical | Lighting | Interior Lighting - CFL (Residential) | Interior Lighting - CFL | Residential | Electrical | Services | Lighting | CFL | Interior Lighting | [14 empty] | Faithful + Gould | $/Unit | 0 | 0 | 6.99
NE0683 | Electrical | Lighting | Interior Lighting - CFL (Residential) | Interior Lighting - CFL | Residential | Electrical | Services | Lighting | CFL | Interior Lighting | [14 empty] | Faithful + Gould | $/Unit | 0 | 0 | 6.99
NE0684 | Electrical | Lighting | Interior Lighting - CFL (Residential) | Interior Lighting - CFL | Residential | Electrical | Services | Lighting | CFL | Interior Lighting | [14 empty] | Faithful + Gould | $/Unit | 0 | 0 | 6.99
NE0685 | Electrical | Lighting | Interior Lighting - CFL (Residential) | Interior Lighting - CFL | Residential | Electrical | Services | Lighting | CFL | Interior Lighting | [14 empty] | Faithful + Gould | $/Unit | 0 | 0 | 7.35
NE0686 | Electrical | Lighting | Interior Lighting - CFL (Residential) | Interior Lighting - CFL | Residential | Electrical | Services | Lighting | CFL | Interior Lighting | [14 empty] | Faithful + Gould | $/Unit | 0 | 0 | 7.57
NE0687 | Electrical | Lighting | Interior Lighting - CFL (Residential) | Interior Lighting - CFL | Residential | Electrical | Services | Lighting | CFL | Interior Lighting | [14 empty] | Faithful + Gould | $/Unit | 0 | 0 | 7.57
NE0688 | Electrical | Lighting | Interior Lighting - CFL (Residential) | Interior Lighting - CFL | Residential | Electrical | Services | Lighting | CFL | Interior Lighting | [14 empty] | Faithful + Gould | $/Unit | 0 | 0 | 7.57
NE0689 | Electrical | Lighting | Interior Lighting - CFL (Residential) | Interior Lighting - CFL | Residential | Electrical | Services | Lighting | CFL | Interior Lighting | [14 empty] | Faithful + Gould | $/Unit | 0 | 0 | 7.93
NE0690 | Electrical | Lighting | Interior Lighting - CFL (Residential) | Interior Lighting - CFL | Residential | Electrical | Services | Lighting | CFL | Interior Lighting | [14 empty] | Faithful + Gould | $/Unit | 0 | 0 | 7.93
NE0691 | Electrical | Lighting | Interior Lighting - CFL (Residential) | Interior Lighting - CFL | Residential | Electrical | Services | Lighting | CFL | Interior Lighting | [14 empty] | Faithful + Gould | $/Unit | 0 | 0 | 7.93
NE0692 | Electrical | Lighting | Interior Lighting - CFL (Residential) | Interior Lighting - CFL | Residential | Electrical | Services | Lighting | CFL | Interior Lighting | [14 empty] | Faithful + Gould | $/Unit | 0 | 0 | 7.93
NE0693 | Electrical | Lighting | Interior Lighting - CFL (Residential) | Interior Lighting - CFL | Residential | Electrical | Services | Lighting | CFL | Interior Lighting | [14 empty] | Faithful + Gould | $/Unit | 0 | 0 | 7.93
NE0694 | Electrical | Lighting | Interior Lighting - CFL (Residential) | Interior Lighting - CFL | Residential | Electrical | Services | Lighting | CFL | Interior Lighting | [14 empty] | Faithful + Gould | $/Unit | 0 | 0 | 7.93
NE0695 | Electrical | Lighting | Interior Lighting - CFL (Residential) | Interior Lighting - CFL | Residential | Electrical | Services | Lighting | CFL | Interior Lighting | [14 empty] | Faithful + Gould | $/Unit | 0 | 0 | 7.93
NE0696 | Electrical | Lighting | Interior Lighting - CFL (Residential) | Interior Lighting - CFL | Residential | Electrical | Services | Lighting | CFL | Interior Lighting | [14 empty] | Faithful + Gould | $/Unit | 0 | 0 | 7.93
NE0697 | Electrical | Lighting | Interior Lighting - CFL (Residential) | Interior Lighting - CFL | Residential | Electrical | Services | Lighting | CFL | Interior Lighting | [14 empty] | Faithful + Gould | $/Unit | 0 | 0 | 7.93
NE0698 | Electrical | Lighting | Interior Lighting - CFL (Residential) | Interior Lighting - CFL | Residential | Electrical | Services | Lighting | CFL | Interior Lighting | [14 empty] | Faithful + Gould | $/Unit | 0 | 0 | 7.93
NE0699 | Electrical | Lighting | Interior Lighting - CFL (Residential) | Interior Lighting - CFL | Residential | Electrical | Services | Lighting | CFL | Interior Lighting | [14 empty] | Faithful + Gould | $/Unit | 0 | 0 | 7.93
NE0700 | Electrical | Lighting | Interior Lighting - CFL (Residential) | Interior Lighting - CFL | Residential | Electrical | Services | Lighting | CFL | Interior Lighting | [14 empty] | Faithful + Gould | $/Unit | 0 | 0 | 7.93
NE0701 | Electrical | Lighting | Interior Lighting - CFL (Residential) | Interior Lighting - CFL | Residential | Electrical | Services | Lighting | CFL | Interior Lighting | [14 empty] | Faithful + Gould | $/Unit | 0 | 0 | 7.93
NE0702 | Electrical | Lighting | Interior Lighting - CFL (Residential) | Interior Lighting - CFL | Residential | Electrical | Services | Lighting | CFL | Interior Lighting | [14 empty] | Faithful + Gould | $/Unit | 0 | 0 | 7.93
NE0703 | Electrical | Lighting | Interior Lighting - CFL (Residential) | Interior Lighting - CFL | Residential | Electrical | Services | Lighting | CFL | Interior Lighting | [14 empty] | Faithful + Gould | $/Unit | 0 | 0 | 7.93
NE0704 | Electrical | Lighting | Interior Lighting - CFL (Residential) | Interior Lighting - CFL | Residential | Electrical | Services | Lighting | CFL | Interior Lighting | [14 empty] | Faithful + Gould | $/Unit | 0 | 0 | 7.93
NE0705 | Electrical | Lighting | Interior Lighting - CFL (Residential) | Interior Lighting - CFL | Residential | Electrical | Services | Lighting | CFL | Interior Lighting | [14 empty] | Faithful + Gould | $/Unit | 0 | 0 | 7.93
NE0706 | Electrical | Lighting | Interior Lighting - CFL (Residential) | Interior Lighting - CFL | Residential | Electrical | Services | Lighting | CFL | Interior Lighting | [14 empty] | Faithful + Gould | $/Unit | 0 | 0 | 8.15
NE0707 | Electrical | Lighting | Interior Lighting - CFL (Residential) | Interior Lighting - CFL | Residential | Electrical | Services | Lighting | CFL | Interior Lighting | [14 empty] | Faithful + Gould | $/Unit | 0 | 0 | 8.15
NE0708 | Electrical | Lighting | Interior Lighting - CFL (Residential) | Interior Lighting - CFL | Residential | Electrical | Services | Lighting | CFL | Interior Lighting | [14 empty] | Faithful + Gould | $/Unit | 0 | 0 | 8.15
NE0709 | Electrical | Lighting | Interior Lighting - CFL (Residential) | Interior Lighting - CFL | Residential | Electrical | Services | Lighting | CFL | Interior Lighting | [14 empty] | Faithful + Gould | $/Unit | 0 | 0 | 8.15
NE0710 | Electrical | Lighting | Interior Lighting - CFL (Residential) | Interior Lighting - CFL | Residential | Electrical | Services | Lighting | CFL | Interior Lighting | [14 empty] | Faithful + Gould | $/Unit | 0 | 0 | 8.15
NE0711 | Electrical | Lighting | Interior Lighting - CFL (Residential) | Interior Lighting - CFL | Residential | Electrical | Services | Lighting | CFL | Interior Lighting | [14 empty] | Faithful + Gould | $/Unit | 0 | 0 | 8.15
NE0712 | Electrical | Lighting | Interior Lighting - CFL (Residential) | Interior Lighting - CFL | Residential | Electrical | Services | Lighting | CFL | Interior Lighting | [14 empty] | Faithful + Gould | $/Unit | 0 | 0 | 9.79
NE0713 | Electrical | Lighting | Interior Lighting - CFL (Residential) | Interior Lighting - CFL | Residential | Electrical | Services | Lighting | CFL | Interior Lighting | [14 empty] | Faithful + Gould | $/Unit | 0 | 0 | 9.91
NE0714 | Electrical | Lighting | Interior Lighting - CFL (Residential) | Interior Lighting - CFL | Residential | Electrical | Services | Lighting | CFL | Interior Lighting | [14 empty] | Faithful + Gould | $/Unit | 0 | 0 | 9.91
NE0715 | Electrical | Lighting | Interior Lighting - CFL (Residential) | Interior Lighting - CFL | Residential | Electrical | Services | Lighting | CFL | Interior Lighting | [14 empty] | Faithful + Gould | $/Unit | 0 | 0 | 9.91
NE0716 | Electrical | Lighting | Interior Lighting - CFL (Residential) | Interior Lighting - CFL | Residential | Electrical | Services | Lighting | CFL | Interior Lighting | [14 empty] | Faithful + Gould | $/Unit | 0 | 0 | 9.91
NE0717 | Electrical | Lighting | Interior Lighting - CFL (Residential) | Interior Lighting - CFL | Residential | Electrical | Services | Lighting | CFL | Interior Lighting | [14 empty] | Faithful + Gould | $/Unit | 0 | 0 | 9.91
NE0718 | Electrical | Lighting | Interior Lighting - CFL (Residential) | Interior Lighting - CFL | Residential | Electrical | Services | Lighting | CFL | Interior Lighting | [14 empty] | Faithful + Gould | $/Unit | 0 | 0 | 9.91
NE0719 | Electrical | Lighting | Interior Lighting - CFL (Residential) | Interior Lighting - CFL | Residential | Electrical | Services | Lighting | CFL | Interior Lighting | [14 empty] | Faithful + Gould | $/Unit | 0 | 0 | 10.5
NE0720 | Electrical | Lighting | Interior Lighting - CFL (Residential) | Interior Lighting - CFL | Residential | Electrical | Services | Lighting | CFL | Interior Lighting | [14 empty] | Faithful + Gould | $/Unit | 0 | 0 | 10.5
NE0721 | Electrical | Lighting | Interior Lighting - CFL (Residential) | Interior Lighting - CFL | Residential | Electrical | Services | Lighting | CFL | Interior Lighting | [14 empty] | Faithful + Gould | $/Unit | 0 | 0 | 10.5
NE0722 | Electrical | Lighting | Interior Lighting - CFL (Residential) | Interior Lighting - CFL | Residential | Electrical | Services | Lighting | CFL | Interior Lighting | [14 empty] | Faithful + Gould | $/Unit | 0 | 0 | 10.5
NE0723 | Electrical | Lighting | Interior Lighting - CFL (Residential) | Interior Lighting - CFL | Residential | Electrical | Services | Lighting | CFL | Interior Lighting | [14 empty] | Faithful + Gould | $/Unit | 0 | 0 | 11.43
NE0724 | Electrical | Lighting | Interior Lighting - CFL (Residential) | Interior Lighting - CFL | Residential | Electrical | Services | Lighting | CFL | Interior Lighting | [14 empty] | Faithful + Gould | $/Unit | 0 | 0 | 11.43
NE0725 | Electrical | Lighting | Interior Lighting - CFL (Residential) | Interior Lighting - CFL | Residential | Electrical | Services | Lighting | CFL | Interior Lighting | [14 empty] | Faithful + Gould | $/Unit | 0 | 0 | 11.89
NE0626 | Electrical | Lighting | Interior Lighting - CFL (Commercial Retrofit) | Interior Lighting - CFL | Commercial Retrofit | Electrical | Services | Lighting | CFL | Interior Lighting | [14 empty] | DEER | $/Lamp | 0 | 5.82 | 4.95
NE0627 | Electrical | Lighting | Interior Lighting - CFL (Commercial Retrofit) | Interior Lighting - CFL | Commercial Retrofit | Electrical | Services | Lighting | CFL | Interior Lighting | [14 empty] | DEER | $/Lamp | 0 | 5.82 | 4.95
NE0628 | Electrical | Lighting | Exterior Lighting - CFL (Commercial Retrofit) | Exterior Lighting - CFL | Commercial Retrofit | Electrical | Services | Lighting | CFL | Exterior Lighting | [14 empty] | DEER | $/Lamp | 0 | 5.82 | 5.12
NE0629 | Electrical | Lighting | Exterior Lighting - CFL (Commercial Retrofit) | Exterior Lighting - CFL | Commercial Retrofit | Electrical | Services | Lighting | CFL | Exterior Lighting | [14 empty] | DEER | $/Lamp | 0 | 5.82 | 5.12
NE0630 | Electrical | Lighting | Exterior Lighting - CFL (Commercial Retrofit) | Exterior Lighting - CFL | Commercial Retrofit | Electrical | Services | Lighting | CFL | Exterior Lighting | [14 empty] | DEER | $/Lamp | 0 | 5.82 | 5.12
NE0631 | Electrical | Lighting | Exterior Lighting - CFL (Commercial Retrofit) | Exterior Lighting - CFL | Commercial Retrofit | Electrical | Services | Lighting | CFL | Exterior Lighting | [14 empty] | DEER | $/Lamp | 0 | 5.82 | 5.12
NE0632 | Electrical | Lighting | Exterior Lighting - CFL (Commercial Retrofit) | Exterior Lighting - CFL | Commercial Retrofit | Electrical | Services | Lighting | CFL | Exterior Lighting | [14 empty] | DEER | $/Lamp | 0 | 5.82 | 5.12
NE0633 | Electrical | Lighting | Exterior Lighting - CFL (Commercial Retrofit) | Exterior Lighting - CFL | Commercial Retrofit | Electrical | Services | Lighting | CFL | Exterior Lighting | [14 empty] | DEER | $/Lamp | 0 | 5.82 | 6.35
NE0634 | Electrical | Lighting | Exterior Lighting - CFL (Commercial Retrofit) | Exterior Lighting - CFL | Commercial Retrofit | Electrical | Services | Lighting | CFL | Exterior Lighting | [14 empty] | DEER | $/Lamp | 0 | 5.82 | 6.35
NE0635 | Electrical | Lighting | Interior Lighting - CFL (Commercial Retrofit) | Interior Lighting - CFL | Commercial Retrofit | Electrical | Services | Lighting | CFL | Interior Lighting | [14 empty] | DEER | $/Lamp | 0 | 5.82 | 7.2
NE0636 | Electrical | Lighting | Interior Lighting - CFL (Commercial Retrofit) | Interior Lighting - CFL | Commercial Retrofit | Electrical | Services | Lighting | CFL | Interior Lighting | [14 empty] | DEER | $/Lamp | 0 | 5.82 | 7.31
NE0637 | Electrical | Lighting | Interior Lighting - CFL (Commercial Retrofit) | Interior Lighting - CFL | Commercial Retrofit | Electrical | Services | Lighting | CFL | Interior Lighting | [14 empty] | DEER | $/Lamp | 0 | 5.82 | 7.42
NE0638 | Electrical | Lighting | Interior Lighting - CFL (Commercial Retrofit) | Interior Lighting - CFL | Commercial Retrofit | Electrical | Services | Lighting | CFL | Interior Lighting | [14 empty] | DEER | $/Lamp | 0 | 5.82 | 7.72
NE0639 | Electrical | Lighting | Interior Lighting - CFL (Commercial Retrofit) | Interior Lighting - CFL | Commercial Retrofit | Electrical | Services | Lighting | CFL | Interior Lighting | [14 empty] | DEER | $/Lamp | 0 | 5.82 | 7.83
NE0640 | Electrical | Lighting | Interior Lighting - CFL (Commercial Retrofit) | Interior Lighting - CFL | Commercial Retrofit | Electrical | Services | Lighting | CFL | Interior Lighting | [14 empty] | DEER | $/Lamp | 0 | 5.82 | 8.14
NE0641 | Electrical | Lighting | Interior Lighting - CFL (Commercial Retrofit) | Interior Lighting - CFL | Commercial Retrofit | Electrical | Services | Lighting | CFL | Interior Lighting | [14 empty] | DEER | $/Lamp | 0 | 5.82 | 8.35
NE0642 | Electrical | Lighting | Interior Lighting - CFL (Commercial Retrofit) | Interior Lighting - CFL | Commercial Retrofit | Electrical | Services | Lighting | CFL | Interior Lighting | [14 empty] | DEER | $/Lamp | 0 | 5.82 | 2.53
NE0643 | Electrical | Lighting | Interior Lighting - CFL (Commercial Retrofit) | Interior Lighting - CFL | Commercial Retrofit | Electrical | Services | Lighting | CFL | Interior Lighting | [14 empty] | DEER | $/Lamp | 0 | 5.82 | 2.55
NE0644 | Electrical | Lighting | Interior Lighting - CFL (Commercial Retrofit) | Interior Lighting - CFL | Commercial Retrofit | Electrical | Services | Lighting | CFL | Interior Lighting | [14 empty] | DEER | $/Lamp | 0 | 5.82 | 2.58
NE0645 | Electrical | Lighting | Interior Lighting - CFL (Commercial Retrofit) | Interior Lighting - CFL | Commercial Retrofit | Electrical | Services | Lighting | CFL | Interior Lighting | [14 empty] | DEER | $/Lamp | 0 | 5.82 | 2.61
NE0646 | Electrical | Lighting | Interior Lighting - CFL (Commercial Retrofit) | Interior Lighting - CFL | Commercial Retrofit | Electrical | Services | Lighting | CFL | Interior Lighting | [14 empty] | DEER | $/Lamp | 0 | 5.82 | 2.64
NE0647 | Electrical | Lighting | Interior Lighting - CFL (Commercial Retrofit) | Interior Lighting - CFL | Commercial Retrofit | Electrical | Services | Lighting | CFL | Interior Lighting | [14 empty] | DEER | $/Lamp | 0 | 5.82 | 2.65
NE0648 | Electrical | Lighting | Interior Lighting - CFL (Commercial Retrofit) | Interior Lighting - CFL | Commercial Retrofit | Electrical | Services | Lighting | CFL | Interior Lighting | [14 empty] | DEER | $/Lamp | 0 | 5.82 | 2.66
NE0649 | Electrical | Lighting | Interior Lighting - CFL (Residential) | Interior Lighting - CFL | Residential | Electrical | Services | Lighting | CFL | Interior Lighting | [14 empty] | Faithful + Gould | $/Unit | 0 | 0 | 2.79
NE0650 | Electrical | Lighting | Interior Lighting - CFL (Residential) | Interior Lighting - CFL | Residential | Electrical | Services | Lighting | CFL | Interior Lighting | [14 empty] | Faithful + Gould | $/Unit | 0 | 0 | 2.79
NE0651 | Electrical | Lighting | Interior Lighting - CFL (Residential) | Interior Lighting - CFL | Residential | Electrical | Services | Lighting | CFL | Interior Lighting | [14 empty] | Faithful + Gould | $/Unit | 0 | 0 | 2.79
NE0652 | Electrical | Lighting | Interior Lighting - CFL (Residential) | Interior Lighting - CFL | Residential | Electrical | Services | Lighting | CFL | Interior Lighting | [14 empty] | Faithful + Gould | $/Unit | 0 | 0 | 2.79
NE0653 | Electrical | Lighting | Interior Lighting - CFL (Residential) | Interior Lighting - CFL | Residential | Electrical | Services | Lighting | CFL | Interior Lighting | [14 empty] | Faithful + Gould | $/Unit | 0 | 0 | 2.79
NE0654 | Electrical | Lighting | Interior Lighting - CFL (Residential) | Interior Lighting - CFL | Residential | Electrical | Services | Lighting | CFL | Interior Lighting | [14 empty] | Faithful + Gould | $/Unit | 0 | 0 | 2.79
NE0655 | Electrical | Lighting | Interior Lighting - CFL (Residential) | Interior Lighting - CFL | Residential | Electrical | Services | Lighting | CFL | Interior Lighting | [14 empty] | Faithful + Gould | $/Unit | 0 | 0 | 2.79
NE0656 | Electrical | Lighting | Interior Lighting - CFL (Residential) | Interior Lighting - CFL | Residential | Electrical | Services | Lighting | CFL | Interior Lighting | [14 empty] | Faithful + Gould | $/Unit | 0 | 0 | 2.79
NE0657 | Electrical | Lighting | Interior Lighting - CFL (Residential) | Interior Lighting - CFL | Residential | Electrical | Services | Lighting | CFL | Interior Lighting | [14 empty] | Faithful + Gould | $/Unit | 0 | 0 | 2.79
NE0658 | Electrical | Lighting | Interior Lighting - CFL (Residential) | Interior Lighting - CFL | Residential | Electrical | Services | Lighting | CFL | Interior Lighting | [14 empty] | Faithful + Gould | $/Unit | 0 | 0 | 2.79
NE0659 | Electrical | Lighting | Interior Lighting - CFL (Residential) | Interior Lighting - CFL | Residential | Electrical | Services | Lighting | CFL | Interior Lighting | [14 empty] | Faithful + Gould | $/Unit | 0 | 0 | 2.79
NE0660 | Electrical | Lighting | Interior Lighting - CFL (Residential) | Interior Lighting - CFL | Residential | Electrical | Services | Lighting | CFL | Interior Lighting | [14 empty] | Faithful + Gould | $/Unit | 0 | 0 | 2.79
NE0661 | Electrical | Lighting | Interior Lighting - CFL (Residential) | Interior Lighting - CFL | Residential | Electrical | Services | Lighting | CFL | Interior Lighting | [14 empty] | Faithful + Gould | $/Unit | 0 | 0 | 2.79
NE0662 | Electrical | Lighting | Interior Lighting - CFL (Residential) | Interior Lighting - CFL | Residential | Electrical | Services | Lighting | CFL | Interior Lighting | [14 empty] | Faithful + Gould | $/Unit | 0 | 0 | 2.79
NE0663 | Electrical | Lighting | Interior Lighting - CFL (Residential) | Interior Lighting - CFL | Residential | Electrical | Services | Lighting | CFL | Interior Lighting | [14 empty] | Faithful + Gould | $/Unit | 0 | 0 | 2.79
NE0664 | Electrical | Lighting | Interior Lighting - CFL (Residential) | Interior Lighting - CFL | Residential | Electrical | Services | Lighting | CFL | Interior Lighting | [14 empty] | Faithful + Gould | $/Unit | 0 | 0 | 3.96
NE0665 | Electrical | Lighting | Interior Lighting - CFL (Residential) | Interior Lighting - CFL | Residential | Electrical | Services | Lighting | CFL | Interior Lighting | [14 empty] | Faithful + Gould | $/Unit | 0 | 0 | 3.96
NE0666 | Electrical | Lighting | Interior Lighting - CFL (Residential) | Interior Lighting - CFL | Residential | Electrical | Services | Lighting | CFL | Interior Lighting | [14 empty] | Faithful + Gould | $/Unit | 0 | 0 | 3.96
NE0667 | Electrical | Lighting | Interior Lighting - CFL (Residential) | Interior Lighting - CFL | Residential | Electrical | Services | Lighting | CFL | Interior Lighting | [14 empty] | Faithful + Gould | $/Unit | 0 | 0 | 3.96
NE0668 | Electrical | Lighting | Interior Lighting - CFL (Residential) | Interior Lighting - CFL | Residential | Electrical | Services | Lighting | CFL | Interior Lighting | [14 empty] | Faithful + Gould | $/Unit | 0 | 0 | 3.96
NE0669 | Electrical | Lighting | Interior Lighting - CFL (Residential) | Interior Lighting - CFL | Residential | Electrical | Services | Lighting | CFL | Interior Lighting | [14 empty] | Faithful + Gould | $/Unit | 0 | 0 | 3.96
NE0670 | Electrical | Lighting | Interior Lighting - CFL (Residential) | Interior Lighting - CFL | Residential | Electrical | Services | Lighting | CFL | Interior Lighting | [14 empty] | Faithful + Gould | $/Unit | 0 | 0 | 3.96
NE0671 | Electrical | Lighting | Interior Lighting - CFL (Residential) | Interior Lighting - CFL | Residential | Electrical | Services | Lighting | CFL | Interior Lighting | [14 empty] | Faithful + Gould | $/Unit | 0 | 0 | 3.96
NE0672 | Electrical | Lighting | Interior Lighting - CFL (Residential) | Interior Lighting - CFL | Residential | Electrical | Services | Lighting | CFL | Interior Lighting | [14 empty] | Faithful + Gould | $/Unit | 0 | 0 | 3.96
NE0673 | Electrical | Lighting | Interior Lighting - CFL (Residential) | Interior Lighting - CFL | Residential | Electrical | Services | Lighting | CFL | Interior Lighting | [14 empty] | Faithful + Gould | $/Unit | 0 | 0 | 3.96
NE0674 | Electrical | Lighting | Interior Lighting - CFL (Residential) | Interior Lighting - CFL | Residential | Electrical | Services | Lighting | CFL | Interior Lighting | [14 empty] | Faithful + Gould | $/Unit | 0 | 0 | 3.96
NE0675 | Electrical | Lighting | Interior Lighting - CFL (Residential) | Interior Lighting - CFL | Residential | Electrical | Services | Lighting | CFL | Interior Lighting | [14 empty] | Faithful + Gould | $/Unit | 0 | 0 | 4.65
NE0576 | Electrical | Lighting | Exterior Lighting - CFL (Commercial Retrofit) | Exterior Lighting - CFL | Commercial Retrofit | Electrical | Services | Lighting | CFL | Exterior Lighting | [14 empty] | DEER | $/Lamp | 0 | 5.82 | 9.4
NE0577 | Electrical | Lighting | Exterior Lighting - CFL (Commercial Retrofit) | Exterior Lighting - CFL | Commercial Retrofit | Electrical | Services | Lighting | CFL | Exterior Lighting | [14 empty] | DEER | $/Lamp | 0 | 5.82 | 9.4
NE0578 | Electrical | Lighting | Exterior Lighting - CFL (Commercial Retrofit) | Exterior Lighting - CFL | Commercial Retrofit | Electrical | Services | Lighting | CFL | Exterior Lighting | [14 empty] | DEER | $/Lamp | 0 | 5.82 | 9.4
NE0579 | Electrical | Lighting | Exterior Lighting - CFL (Commercial Retrofit) | Exterior Lighting - CFL | Commercial Retrofit | Electrical | Services | Lighting | CFL | Exterior Lighting | [14 empty] | DEER | $/Lamp | 0 | 5.82 | 9.4
NE0580 | Electrical | Lighting | Exterior Lighting - CFL (Commercial Retrofit) | Exterior Lighting - CFL | Commercial Retrofit | Electrical | Services | Lighting | CFL | Exterior Lighting | [14 empty] | DEER | $/Lamp | 0 | 5.82 | 11.38
NE0581 | Electrical | Lighting | Exterior Lighting - CFL (Commercial Retrofit) | Exterior Lighting - CFL | Commercial Retrofit | Electrical | Services | Lighting | CFL | Exterior Lighting | [14 empty] | DEER | $/Lamp | 0 | 5.82 | 11.38
NE0582 | Electrical | Lighting | Interior Lighting - CFL (Commercial Retrofit) | Interior Lighting - CFL | Commercial Retrofit | Electrical | Services | Lighting | CFL | Interior Lighting | [14 empty] | DEER | $/Lamp | 0 | 5.82 | 7.91
NE0583 | Electrical | Lighting | Interior Lighting - CFL (Commercial Retrofit) | Interior Lighting - CFL | Commercial Retrofit | Electrical | Services | Lighting | CFL | Interior Lighting | [14 empty] | DEER | $/Lamp | 0 | 5.82 | 8.02
NE0584 | Electrical | Lighting | Interior Lighting - CFL (Commercial Retrofit) | Interior Lighting - CFL | Commercial Retrofit | Electrical | Services | Lighting | CFL | Interior Lighting | [14 empty] | DEER | $/Lamp | 0 | 5.82 | 8.11
NE0585 | Electrical | Lighting | Interior Lighting - CFL (Commercial Retrofit) | Interior Lighting - CFL | Commercial Retrofit | Electrical | Services | Lighting | CFL | Interior Lighting | [14 empty] | DEER | $/Lamp | 0 | 5.82 | 8.43
NE0586 | Electrical | Lighting | Interior Lighting - CFL (Commercial Retrofit) | Interior Lighting - CFL | Commercial Retrofit | Electrical | Services | Lighting | CFL | Interior Lighting | [14 empty] | DEER | $/Lamp | 0 | 5.82 | 8.54
NE0587 | Electrical | Lighting | Interior Lighting - CFL (Commercial Retrofit) | Interior Lighting - CFL | Commercial Retrofit | Electrical | Services | Lighting | CFL | Interior Lighting | [14 empty] | DEER | $/Lamp | 0 | 5.82 | 8.86
NE0588 | Electrical | Lighting | Interior Lighting - CFL (Commercial Retrofit) | Interior Lighting - CFL | Commercial Retrofit | Electrical | Services | Lighting | CFL | Interior Lighting | [14 empty] | DEER | $/Lamp | 0 | 5.82 | 9.06
NE0589 | Electrical | Lighting | Interior Lighting - CFL (Commercial Retrofit) | Interior Lighting - CFL | Commercial Retrofit | Electrical | Services | Lighting | CFL | Interior Lighting | [14 empty] | DEER | $/Lamp | 0 | 5.82 | 2.26
NE0590 | Electrical | Lighting | Interior Lighting - CFL (Commercial Retrofit) | Interior Lighting - CFL | Commercial Retrofit | Electrical | Services | Lighting | CFL | Interior Lighting | [14 empty] | DEER | $/Lamp | 0 | 5.82 | 2.39
NE0591 | Electrical | Lighting | Interior Lighting - CFL (Commercial Retrofit) | Interior Lighting - CFL | Commercial Retrofit | Electrical | Services | Lighting | CFL | Interior Lighting | [14 empty] | DEER | $/Lamp | 0 | 5.82 | 2.52
NE0592 | Electrical | Lighting | Interior Lighting - CFL (Commercial Retrofit) | Interior Lighting - CFL | Commercial Retrofit | Electrical | Services | Lighting | CFL | Interior Lighting | [14 empty] | DEER | $/Lamp | 0 | 5.82 | 2.64
NE0593 | Electrical | Lighting | Interior Lighting - CFL (Commercial Retrofit) | Interior Lighting - CFL | Commercial Retrofit | Electrical | Services | Lighting | CFL | Interior Lighting | [14 empty] | DEER | $/Lamp | 0 | 5.82 | 2.77
NE0594 | Electrical | Lighting | Interior Lighting - CFL (Commercial Retrofit) | Interior Lighting - CFL | Commercial Retrofit | Electrical | Services | Lighting | CFL | Interior Lighting | [14 empty] | DEER | $/Lamp | 0 | 5.82 | 2.83
NE0595 | Electrical | Lighting | Interior Lighting - CFL (Commercial Retrofit) | Interior Lighting - CFL | Commercial Retrofit | Electrical | Services | Lighting | CFL | Interior Lighting | [14 empty] | DEER | $/Lamp | 0 | 5.82 | 2.9
NE0596 | Electrical | Lighting | Interior Lighting - CFL (Commercial Retrofit) | Interior Lighting - CFL | Commercial Retrofit | Electrical | Services | Lighting | CFL | Interior Lighting | [14 empty] | DEER | $/Lamp | 0 | 5.82 | 2.96
NE0597 | Electrical | Lighting | Interior Lighting - CFL (Commercial Retrofit) | Interior Lighting - CFL | Commercial Retrofit | Electrical | Services | Lighting | CFL | Interior Lighting | [14 empty] | DEER | $/Lamp | 0 | 5.82 | 3.03
NE0598 | Electrical | Lighting | Interior Lighting - CFL (Commercial Retrofit) | Interior Lighting - CFL | Commercial Retrofit | Electrical | Services | Lighting | CFL | Interior Lighting | [14 empty] | DEER | $/Lamp | 0 | 5.82 | 3.08
NE0599 | Electrical | Lighting | Interior Lighting - CFL (Commercial Retrofit) | Interior Lighting - CFL | Commercial Retrofit | Electrical | Services | Lighting | CFL | Interior Lighting | [14 empty] | DEER | $/Lamp | 0 | 5.82 | 3.27
NE0600 | Electrical | Lighting | Interior Lighting - CFL (Commercial Retrofit) | Interior Lighting - CFL | Commercial Retrofit | Electrical | Services | Lighting | CFL | Interior Lighting | [14 empty] | DEER | $/Lamp | 0 | 5.82 | 3.35
NE0601 | Electrical | Lighting | Interior Lighting - CFL (Commercial Retrofit) | Interior Lighting - CFL | Commercial Retrofit | Electrical | Services | Lighting | CFL | Interior Lighting | [14 empty] | DEER | $/Lamp | 0 | 5.82 | 3.4
NE0602 | Electrical | Lighting | Interior Lighting - CFL (Commercial Retrofit) | Interior Lighting - CFL | Commercial Retrofit | Electrical | Services | Lighting | CFL | Interior Lighting | [14 empty] | DEER | $/Lamp | 0 | 5.82 | 3.4
NE0603 | Electrical | Lighting | Interior Lighting - CFL (Commercial Retrofit) | Interior Lighting - CFL | Commercial Retrofit | Electrical | Services | Lighting | CFL | Interior Lighting | [14 empty] | DEER | $/Lamp | 0 | 5.82 | 3.4
NE0604 | Electrical | Lighting | Interior Lighting - CFL (Commercial Retrofit) | Interior Lighting - CFL | Commercial Retrofit | Electrical | Services | Lighting | CFL | Interior Lighting | [14 empty] | DEER | $/Lamp | 0 | 5.82 | 3.86
NE0605 | Electrical | Lighting | Interior Lighting - CFL (Commercial Retrofit) | Interior Lighting - CFL | Commercial Retrofit | Electrical | Services | Lighting | CFL | Interior Lighting | [14 empty] | DEER | $/Lamp | 0 | 5.82 | 4.72
NE0606 | Electrical | Lighting | Interior Lighting - CFL (Commercial Retrofit) | Interior Lighting - CFL | Commercial Retrofit | Electrical | Services | Lighting | CFL | Interior Lighting | [14 empty] | DEER | $/Lamp | 0 | 5.82 | 7.3
NE0607 | Electrical | Lighting | Interior Lighting - CFL (Commercial Retrofit) | Interior Lighting - CFL | Commercial Retrofit | Electrical | Services | Lighting | CFL | Interior Lighting | [14 empty] | DEER | $/Lamp | 0 | 5.82 | 9.02
NE0608 | Electrical | Lighting | Exterior Lighting - CFL (Commercial Retrofit) | Exterior Lighting - CFL | Commercial Retrofit | Electrical | Services | Lighting | CFL | Exterior Lighting | [14 empty] | DEER | $/Lamp | 0 | 5.82 | 3.66
NE0609 | Electrical | Lighting | Exterior Lighting - CFL (Commercial Retrofit) | Exterior Lighting - CFL | Commercial Retrofit | Electrical | Services | Lighting | CFL | Exterior Lighting | [14 empty] | DEER | $/Lamp | 0 | 5.82 | 3.8
NE0610 | Electrical | Lighting | Exterior Lighting - CFL (Commercial Retrofit) | Exterior Lighting - CFL | Commercial Retrofit | Electrical | Services | Lighting | CFL | Exterior Lighting | [14 empty] | DEER | $/Lamp | 0 | 5.82 | 3.93
NE0611 | Electrical | Lighting | Exterior Lighting - CFL (Commercial Retrofit) | Exterior Lighting - CFL | Commercial Retrofit | Electrical | Services | Lighting | CFL | Exterior Lighting | [14 empty] | DEER | $/Lamp | 0 | 5.82 | 4.04
NE0612 | Electrical | Lighting | Exterior Lighting - CFL (Commercial Retrofit) | Exterior Lighting - CFL | Commercial Retrofit | Electrical | Services | Lighting | CFL | Exterior Lighting | [14 empty] | DEER | $/Lamp | 0 | 5.82 | 4.17
NE0613 | Electrical | Lighting | Exterior Lighting - CFL (Commercial Retrofit) | Exterior Lighting - CFL | Commercial Retrofit | Electrical | Services | Lighting | CFL | Exterior Lighting | [14 empty] | DEER | $/Lamp | 0 | 5.82 | 4.24
NE0614 | Electrical | Lighting | Exterior Lighting - CFL (Commercial Retrofit) | Exterior Lighting - CFL | Commercial Retrofit | Electrical | Services | Lighting | CFL | Exterior Lighting | [14 empty] | DEER | $/Lamp | 0 | 5.82 | 4.3
NE0615 | Electrical | Lighting | Exterior Lighting - CFL (Commercial Retrofit) | Exterior Lighting - CFL | Commercial Retrofit | Electrical | Services | Lighting | CFL | Exterior Lighting | [14 empty] | DEER | $/Lamp | 0 | 5.82 | 4.36
NE0616 | Electrical | Lighting | Exterior Lighting - CFL (Commercial Retrofit) | Exterior Lighting - CFL | Commercial Retrofit | Electrical | Services | Lighting | CFL | Exterior Lighting | [14 empty] | DEER | $/Lamp | 0 | 5.82 | 4.49
NE0617 | Electrical | Lighting | Exterior Lighting - CFL (Commercial Retrofit) | Exterior Lighting - CFL | Commercial Retrofit | Electrical | Services | Lighting | CFL | Exterior Lighting | [14 empty] | DEER | $/Lamp | 0 | 5.82 | 4.68
NE0618 | Electrical | Lighting | Exterior Lighting - CFL (Commercial Retrofit) | Exterior Lighting - CFL | Commercial Retrofit | Electrical | Services | Lighting | CFL | Exterior Lighting | [14 empty] | DEER | $/Lamp | 0 | 5.82 | 4.81
NE0619 | Electrical | Lighting | Exterior Lighting - CFL (Commercial Retrofit) | Exterior Lighting - CFL | Commercial Retrofit | Electrical | Services | Lighting | CFL | Exterior Lighting | [14 empty] | DEER | $/Lamp | 0 | 5.82 | 4.86
NE0620 | Electrical | Lighting | Exterior Lighting - CFL (Commercial Retrofit) | Exterior Lighting - CFL | Commercial Retrofit | Electrical | Services | Lighting | CFL | Exterior Lighting | [14 empty] | DEER | $/Lamp | 0 | 5.82 | 4.99
NE0621 | Electrical | Lighting | Interior Lighting - CFL (Commercial Retrofit) | Interior Lighting - CFL | Commercial Retrofit | Electrical | Services | Lighting | CFL | Interior Lighting | [14 empty] | DEER | $/Lamp | 0 | 5.82 | 3.71
NE0622 | Electrical | Lighting | Interior Lighting - CFL (Commercial Retrofit) | Interior Lighting - CFL | Commercial Retrofit | Electrical | Services | Lighting | CFL | Interior Lighting | [14 empty] | DEER | $/Lamp | 0 | 5.82 | 3.71
NE0623 | Electrical | Lighting | Interior Lighting - CFL (Commercial Retrofit) | Interior Lighting - CFL | Commercial Retrofit | Electrical | Services | Lighting | CFL | Interior Lighting | [14 empty] | DEER | $/Lamp | 0 | 5.82 | 3.71
NE0624 | Electrical | Lighting | Interior Lighting - CFL (Commercial Retrofit) | Interior Lighting - CFL | Commercial Retrofit | Electrical | Services | Lighting | CFL | Interior Lighting | [14 empty] | DEER | $/Lamp | 0 | 5.82 | 3.71
NE0625 | Electrical | Lighting | Interior Lighting - CFL (Commercial Retrofit) | Interior Lighting - CFL | Commercial Retrofit | Electrical | Services | Lighting | CFL | Interior Lighting | [14 empty] | DEER | $/Lamp | 0 | 5.82 | 3.71
NE0280 | Electrical | Lighting | Interior Lighting - CFL (Commercial Retrofit) | Interior Lighting - CFL | Commercial Retrofit | Electrical | Services | Lighting | CFL | Interior Lighting | [14 empty] | DEER | $/Lamp | 0 | 5.82 | 7.72
NE0281 | Electrical | Lighting | Interior Lighting - CFL (Commercial Retrofit) | Interior Lighting - CFL | Commercial Retrofit | Electrical | Services | Lighting | CFL | Interior Lighting | [14 empty] | DEER | $/Lamp | 0 | 5.82 | 7.83
NE0282 | Electrical | Lighting | Interior Lighting - CFL (Commercial Retrofit) | Interior Lighting - CFL | Commercial Retrofit | Electrical | Services | Lighting | CFL | Interior Lighting | [14 empty] | DEER | $/Lamp | 0 | 5.82 | 8.14
NE0283 | Electrical | Lighting | Interior Lighting - CFL (Commercial Retrofit) | Interior Lighting - CFL | Commercial Retrofit | Electrical | Services | Lighting | CFL | Interior Lighting | [14 empty] | DEER | $/Lamp | 0 | 5.82 | 8.35
NE0530 | Electrical | Lighting | Interior Lighting - CFL (Commercial Retrofit) | Interior Lighting - CFL | Commercial Retrofit | Electrical | Services | Lighting | CFL | Interior Lighting | [14 empty] | DEER | $/Lamp | 0 | 5.82 | 4.72
NE0531 | Electrical | Lighting | Interior Lighting - CFL (Commercial Retrofit) | Interior Lighting - CFL | Commercial Retrofit | Electrical | Services | Lighting | CFL | Interior Lighting | [14 empty] | DEER | $/Lamp | 0 | 5.82 | 4.95
NE0532 | Electrical | Lighting | Interior Lighting - CFL (Commercial Retrofit) | Interior Lighting - CFL | Commercial Retrofit | Electrical | Services | Lighting | CFL | Interior Lighting | [14 empty] | DEER | $/Lamp | 0 | 5.82 | 5.18
NE0533 | Electrical | Lighting | Interior Lighting - CFL (Commercial Retrofit) | Interior Lighting - CFL | Commercial Retrofit | Electrical | Services | Lighting | CFL | Interior Lighting | [14 empty] | DEER | $/Lamp | 0 | 5.82 | 5.4
NE0534 | Electrical | Lighting | Interior Lighting - CFL (Commercial Retrofit) | Interior Lighting - CFL | Commercial Retrofit | Electrical | Services | Lighting | CFL | Interior Lighting | [14 empty] | DEER | $/Lamp | 0 | 5.82 | 5.64
NE0535 | Electrical | Lighting | Interior Lighting - CFL (Commercial Retrofit) | Interior Lighting - CFL | Commercial Retrofit | Electrical | Services | Lighting | CFL | Interior Lighting | [14 empty] | DEER | $/Lamp | 0 | 5.82 | 5.75
NE0536 | Electrical | Lighting | Interior Lighting - CFL (Commercial Retrofit) | Interior Lighting - CFL | Commercial Retrofit | Electrical | Services | Lighting | CFL | Interior Lighting | [14 empty] | DEER | $/Lamp | 0 | 5.82 | 5.86
NE0537 | Electrical | Lighting | Interior Lighting - CFL (Commercial Retrofit) | Interior Lighting - CFL | Commercial Retrofit | Electrical | Services | Lighting | CFL | Interior Lighting | [14 empty] | DEER | $/Lamp | 0 | 5.82 | 5.97
NE0538 | Electrical | Lighting | Interior Lighting - CFL (Commercial Retrofit) | Interior Lighting - CFL | Commercial Retrofit | Electrical | Services | Lighting | CFL | Interior Lighting | [14 empty] | DEER | $/Lamp | 0 | 5.82 | 6.1
NE0539 | Electrical | Lighting | Interior Lighting - CFL (Commercial Retrofit) | Interior Lighting - CFL | Commercial Retrofit | Electrical | Services | Lighting | CFL | Interior Lighting | [14 empty] | DEER | $/Lamp | 0 | 5.82 | 6.21
NE0540 | Electrical | Lighting | Interior Lighting - CFL (Commercial Retrofit) | Interior Lighting - CFL | Commercial Retrofit | Electrical | Services | Lighting | CFL | Interior Lighting | [14 empty] | DEER | $/Lamp | 0 | 5.82 | 6.56
NE0541 | Electrical | Lighting | Interior Lighting - CFL (Commercial Retrofit) | Interior Lighting - CFL | Commercial Retrofit | Electrical | Services | Lighting | CFL | Interior Lighting | [14 empty] | DEER | $/Lamp | 0 | 5.82 | 6.67
NE0542 | Electrical | Lighting | Interior Lighting - CFL (Commercial Retrofit) | Interior Lighting - CFL | Commercial Retrofit | Electrical | Services | Lighting | CFL | Interior Lighting | [14 empty] | DEER | $/Lamp | 0 | 5.82 | 6.78
NE0543 | Electrical | Lighting | Interior Lighting - CFL (Commercial Retrofit) | Interior Lighting - CFL | Commercial Retrofit | Electrical | Services | Lighting | CFL | Interior Lighting | [14 empty] | DEER | $/Lamp | 0 | 5.82 | 6.78
NE0544 | Electrical | Lighting | Interior Lighting - CFL (Commercial Retrofit) | Interior Lighting - CFL | Commercial Retrofit | Electrical | Services | Lighting | CFL | Interior Lighting | [14 empty] | DEER | $/Lamp | 0 | 5.82 | 6.78
NE0545 | Electrical | Lighting | Interior Lighting - CFL (Commercial Retrofit) | Interior Lighting - CFL | Commercial Retrofit | Electrical | Services | Lighting | CFL | Interior Lighting | [14 empty] | DEER | $/Lamp | 0 | 5.82 | 7.23
NE0546 | Electrical | Lighting | Interior Lighting - CFL (Commercial Retrofit) | Interior Lighting - CFL | Commercial Retrofit | Electrical | Services | Lighting | CFL | Interior Lighting | [14 empty] | DEER | $/Lamp | 0 | 5.82 | 8.09
NE0547 | Electrical | Lighting | Interior Lighting - CFL (Commercial Retrofit) | Interior Lighting - CFL | Commercial Retrofit | Electrical | Services | Lighting | CFL | Interior Lighting | [14 empty] | DEER | $/Lamp | 0 | 5.82 | 10.68
NE0548 | Electrical | Lighting | Interior Lighting - CFL (Commercial Retrofit) | Interior Lighting - CFL | Commercial Retrofit | Electrical | Services | Lighting | CFL | Interior Lighting | [14 empty] | DEER | $/Lamp | 0 | 5.82 | 12.41
NE0549 | Electrical | Lighting | Exterior Lighting - CFL (Commercial Retrofit) | Exterior Lighting - CFL | Commercial Retrofit | Electrical | Services | Lighting | CFL | Exterior Lighting | [14 empty] | DEER | $/Lamp | 0 | 5.82 | 6.12
NE0550 | Electrical | Lighting | Exterior Lighting - CFL (Commercial Retrofit) | Exterior Lighting - CFL | Commercial Retrofit | Electrical | Services | Lighting | CFL | Exterior Lighting | [14 empty] | DEER | $/Lamp | 0 | 5.82 | 6.35
NE0551 | Electrical | Lighting | Exterior Lighting - CFL (Commercial Retrofit) | Exterior Lighting - CFL | Commercial Retrofit | Electrical | Services | Lighting | CFL | Exterior Lighting | [14 empty] | DEER | $/Lamp | 0 | 5.82 | 6.58
NE0552 | Electrical | Lighting | Exterior Lighting - CFL (Commercial Retrofit) | Exterior Lighting - CFL | Commercial Retrofit | Electrical | Services | Lighting | CFL | Exterior Lighting | [14 empty] | DEER | $/Lamp | 0 | 5.82 | 6.81
NE0553 | Electrical | Lighting | Exterior Lighting - CFL (Commercial Retrofit) | Exterior Lighting - CFL | Commercial Retrofit | Electrical | Services | Lighting | CFL | Exterior Lighting | [14 empty] | DEER | $/Lamp | 0 | 5.82 | 7.04
NE0554 | Electrical | Lighting | Exterior Lighting - CFL (Commercial Retrofit) | Exterior Lighting - CFL | Commercial Retrofit | Electrical | Services | Lighting | CFL | Exterior Lighting | [14 empty] | DEER | $/Lamp | 0 | 5.82 | 7.15
NE0555 | Electrical | Lighting | Exterior Lighting - CFL (Commercial Retrofit) | Exterior Lighting - CFL | Commercial Retrofit | Electrical | Services | Lighting | CFL | Exterior Lighting | [14 empty] | DEER | $/Lamp | 0 | 5.82 | 7.26
NE0556 | Electrical | Lighting | Exterior Lighting - CFL (Commercial Retrofit) | Exterior Lighting - CFL | Commercial Retrofit | Electrical | Services | Lighting | CFL | Exterior Lighting | [14 empty] | DEER | $/Lamp | 0 | 5.82 | 7.39
NE0557 | Electrical | Lighting | Exterior Lighting - CFL (Commercial Retrofit) | Exterior Lighting - CFL | Commercial Retrofit | Electrical | Services | Lighting | CFL | Exterior Lighting | [14 empty] | DEER | $/Lamp | 0 | 5.82 | 7.61
NE0558 | Electrical | Lighting | Exterior Lighting - CFL (Commercial Retrofit) | Exterior Lighting - CFL | Commercial Retrofit | Electrical | Services | Lighting | CFL | Exterior Lighting | [14 empty] | DEER | $/Lamp | 0 | 5.82 | 7.96
NE0559 | Electrical | Lighting | Exterior Lighting - CFL (Commercial Retrofit) | Exterior Lighting - CFL | Commercial Retrofit | Electrical | Services | Lighting | CFL | Exterior Lighting | [14 empty] | DEER | $/Lamp | 0 | 5.82 | 8.18
NE0560 | Electrical | Lighting | Exterior Lighting - CFL (Commercial Retrofit) | Exterior Lighting - CFL | Commercial Retrofit | Electrical | Services | Lighting | CFL | Exterior Lighting | [14 empty] | DEER | $/Lamp | 0 | 5.82 | 8.31
NE0561 | Electrical | Lighting | Exterior Lighting - CFL (Commercial Retrofit) | Exterior Lighting - CFL | Commercial Retrofit | Electrical | Services | Lighting | CFL | Exterior Lighting | [14 empty] | DEER | $/Lamp | 0 | 5.82 | 8.53
NE0562 | Electrical | Lighting | Interior Lighting - CFL (Commercial Retrofit) | Interior Lighting - CFL | Commercial Retrofit | Electrical | Services | Lighting | CFL | Interior Lighting | [14 empty] | DEER | $/Lamp | 0 | 5.82 | 14.51
NE0563 | Electrical | Lighting | Interior Lighting - CFL (Commercial Retrofit) | Interior Lighting - CFL | Commercial Retrofit | Electrical | Services | Lighting | CFL | Interior Lighting | [14 empty] | DEER | $/Lamp | 0 | 5.82 | 14.51
NE0564 | Electrical | Lighting | Interior Lighting - CFL (Commercial Retrofit) | Interior Lighting - CFL | Commercial Retrofit | Electrical | Services | Lighting | CFL | Interior Lighting | [14 empty] | DEER | $/Lamp | 0 | 5.82 | 14.51
NE0565 | Electrical | Lighting | Interior Lighting - CFL (Commercial Retrofit) | Interior Lighting - CFL | Commercial Retrofit | Electrical | Services | Lighting | CFL | Interior Lighting | [14 empty] | DEER | $/Lamp | 0 | 5.82 | 11.99
NE0566 | Electrical | Lighting | Interior Lighting - CFL (Commercial Retrofit) | Interior Lighting - CFL | Commercial Retrofit | Electrical | Services | Lighting | CFL | Interior Lighting | [14 empty] | DEER | $/Lamp | 0 | 5.82 | 11.99
NE0567 | Electrical | Lighting | Interior Lighting - CFL (Commercial Retrofit) | Interior Lighting - CFL | Commercial Retrofit | Electrical | Services | Lighting | CFL | Interior Lighting | [14 empty] | DEER | $/Lamp | 0 | 5.82 | 11.99
NE0568 | Electrical | Lighting | Interior Lighting - CFL (Commercial Retrofit) | Interior Lighting - CFL | Commercial Retrofit | Electrical | Services | Lighting | CFL | Interior Lighting | [14 empty] | DEER | $/Lamp | 0 | 5.82 | 8
NE0569 | Electrical | Lighting | Interior Lighting - CFL (Commercial Retrofit) | Interior Lighting - CFL | Commercial Retrofit | Electrical | Services | Lighting | CFL | Interior Lighting | [14 empty] | DEER | $/Lamp | 0 | 5.82 | 8
NE0570 | Electrical | Lighting | Interior Lighting - CFL (Commercial Retrofit) | Interior Lighting - CFL | Commercial Retrofit | Electrical | Services | Lighting | CFL | Interior Lighting | [14 empty] | DEER | $/Lamp | 0 | 5.82 | 8
NE0571 | Electrical | Lighting | Interior Lighting - CFL (Commercial Retrofit) | Interior Lighting - CFL | Commercial Retrofit | Electrical | Services | Lighting | CFL | Interior Lighting | [14 empty] | DEER | $/Lamp | 0 | 5.82 | 8
NE0572 | Electrical | Lighting | Interior Lighting - CFL (Commercial Retrofit) | Interior Lighting - CFL | Commercial Retrofit | Electrical | Services | Lighting | CFL | Interior Lighting | [14 empty] | DEER | $/Lamp | 0 | 5.82 | 8
NE0573 | Electrical | Lighting | Interior Lighting - CFL (Commercial Retrofit) | Interior Lighting - CFL | Commercial Retrofit | Electrical | Services | Lighting | CFL | Interior Lighting | [14 empty] | DEER | $/Lamp | 0 | 5.82 | 9.97
NE0574 | Electrical | Lighting | Interior Lighting - CFL (Commercial Retrofit) | Interior Lighting - CFL | Commercial Retrofit | Electrical | Services | Lighting | CFL | Interior Lighting | [14 empty] | DEER | $/Lamp | 0 | 5.82 | 9.97
NE0575 | Electrical | Lighting | Exterior Lighting - CFL (Commercial Retrofit) | Exterior Lighting - CFL | Commercial Retrofit | Electrical | Services | Lighting | CFL | Exterior Lighting | [14 empty] | DEER | $/Lamp | 0 | 5.82 | 9.4
NE0185 | Electrical | Lighting | Interior Lighting - CFL (Residential Retrofit) | Interior Lighting - CFL | Residential Retrofit | Electrical | Services | Lighting | CFL | Interior Lighting | [14 empty] | DEER | $/Fixture | 0 | 6.07 | 7.02
NE0186 | Electrical | Lighting | Interior Lighting - CFL (Residential Retrofit) | Interior Lighting - CFL | Residential Retrofit | Electrical | Services | Lighting | CFL | Interior Lighting | [14 empty] | DEER | $/Fixture | 0 | 6.07 | 7.14
NE0187 | Electrical | Lighting | Interior Lighting - CFL (Residential Retrofit) | Interior Lighting - CFL | Residential Retrofit | Electrical | Services | Lighting | CFL | Interior Lighting | [14 empty] | DEER | $/Fixture | 0 | 6.07 | 7.4
NE0188 | Electrical | Lighting | Interior Lighting - CFL (Residential Retrofit) | Interior Lighting - CFL | Residential Retrofit | Electrical | Services | Lighting | CFL | Interior Lighting | [14 empty] | DEER | $/Fixture | 0 | 6.07 | 7.64
NE0189 | Electrical | Lighting | Interior Lighting - CFL (Residential Retrofit) | Interior Lighting - CFL | Residential Retrofit | Electrical | Services | Lighting | CFL | Interior Lighting | [14 empty] | DEER | $/Fixture | 0 | 6.07 | 8.89
NE0190 | Electrical | Lighting | Interior Lighting - CFL (Residential Retrofit) | Interior Lighting - CFL | Residential Retrofit | Electrical | Services | Lighting | CFL | Interior Lighting | [14 empty] | DEER | $/Fixture | 0 | 6.07 | 20.85
NE0191 | Electrical | Lighting | Interior Lighting - CFL (Residential Retrofit) | Interior Lighting - CFL | Residential Retrofit | Electrical | Services | Lighting | CFL | Interior Lighting | [14 empty] | DEER | $/Fixture | 0 | 6.07 | 20.85
NE0192 | Electrical | Lighting | Exterior Lighting - CFL (Residential Retrofit) | Exterior Lighting - CFL | Residential Retrofit | Electrical | Services | Lighting | CFL | Exterior Lighting | [14 empty] | DEER | $/Fixture | 0 | 17.83 | 13.25
NE0238 | Electrical | Lighting | Interior Lighting - CFL (Commercial Retrofit) | Interior Lighting - CFL | Commercial Retrofit | Electrical | Services | Lighting | CFL | Interior Lighting | [14 empty] | DEER | $/Lamp | 0 | 5.82 | 2.68
NE0239 | Electrical | Lighting | Interior Lighting - CFL (Commercial Retrofit) | Interior Lighting - CFL | Commercial Retrofit | Electrical | Services | Lighting | CFL | Interior Lighting | [14 empty] | DEER | $/Lamp | 0 | 5.82 | 2.69
NE0240 | Electrical | Lighting | Interior Lighting - CFL (Commercial Retrofit) | Interior Lighting - CFL | Commercial Retrofit | Electrical | Services | Lighting | CFL | Interior Lighting | [14 empty] | DEER | $/Lamp | 0 | 5.82 | 2.7
NE0241 | Electrical | Lighting | Interior Lighting - CFL (Commercial Retrofit) | Interior Lighting - CFL | Commercial Retrofit | Electrical | Services | Lighting | CFL | Interior Lighting | [14 empty] | DEER | $/Lamp | 0 | 5.82 | 2.74
NE0242 | Electrical | Lighting | Interior Lighting - CFL (Commercial Retrofit) | Interior Lighting - CFL | Commercial Retrofit | Electrical | Services | Lighting | CFL | Interior Lighting | [14 empty] | DEER | $/Lamp | 0 | 5.82 | 2.76
NE0243 | Electrical | Lighting | Interior Lighting - CFL (Commercial Retrofit) | Interior Lighting - CFL | Commercial Retrofit | Electrical | Services | Lighting | CFL | Interior Lighting | [14 empty] | DEER | $/Lamp | 0 | 5.82 | 2.77
NE0244 | Electrical | Lighting | Interior Lighting - CFL (Commercial Retrofit) | Interior Lighting - CFL | Commercial Retrofit | Electrical | Services | Lighting | CFL | Interior Lighting | [14 empty] | DEER | $/Lamp | 0 | 5.82 | 2.77
NE0245 | Electrical | Lighting | Interior Lighting - CFL (Commercial Retrofit) | Interior Lighting - CFL | Commercial Retrofit | Electrical | Services | Lighting | CFL | Interior Lighting | [14 empty] | DEER | $/Lamp | 0 | 5.82 | 2.77
NE0246 | Electrical | Lighting | Interior Lighting - CFL (Commercial Retrofit) | Interior Lighting - CFL | Commercial Retrofit | Electrical | Services | Lighting | CFL | Interior Lighting | [14 empty] | DEER | $/Lamp | 0 | 5.82 | 3.22
NE0247 | Electrical | Lighting | Interior Lighting - CFL (Commercial Retrofit) | Interior Lighting - CFL | Commercial Retrofit | Electrical | Services | Lighting | CFL | Interior Lighting | [14 empty] | DEER | $/Lamp | 0 | 5.82 | 4.08
NE0248 | Electrical | Lighting | Interior Lighting - CFL (Commercial Retrofit) | Interior Lighting - CFL | Commercial Retrofit | Electrical | Services | Lighting | CFL | Interior Lighting | [14 empty] | DEER | $/Lamp | 0 | 5.82 | 6.67
NE0249 | Electrical | Lighting | Interior Lighting - CFL (Commercial Retrofit) | Interior Lighting - CFL | Commercial Retrofit | Electrical | Services | Lighting | CFL | Interior Lighting | [14 empty] | DEER | $/Lamp | 0 | 5.82 | 8.39
NE0250 | Electrical | Lighting | Exterior Lighting - CFL (Commercial Retrofit) | Exterior Lighting - CFL | Commercial Retrofit | Electrical | Services | Lighting | CFL | Exterior Lighting | [14 empty] | DEER | $/Lamp | 0 | 5.82 | 3.94
NE0251 | Electrical | Lighting | Exterior Lighting - CFL (Commercial Retrofit) | Exterior Lighting - CFL | Commercial Retrofit | Electrical | Services | Lighting | CFL | Exterior Lighting | [14 empty] | DEER | $/Lamp | 0 | 5.82 | 3.95
NE0252 | Electrical | Lighting | Exterior Lighting - CFL (Commercial Retrofit) | Exterior Lighting - CFL | Commercial Retrofit | Electrical | Services | Lighting | CFL | Exterior Lighting | [14 empty] | DEER | $/Lamp | 0 | 5.82 | 3.98
NE0253 | Electrical | Lighting | Exterior Lighting - CFL (Commercial Retrofit) | Exterior Lighting - CFL | Commercial Retrofit | Electrical | Services | Lighting | CFL | Exterior Lighting | [14 empty] | DEER | $/Lamp | 0 | 5.82 | 4.01
NE0254 | Electrical | Lighting | Exterior Lighting - CFL (Commercial Retrofit) | Exterior Lighting - CFL | Commercial Retrofit | Electrical | Services | Lighting | CFL | Exterior Lighting | [14 empty] | DEER | $/Lamp | 0 | 5.82 | 4.04
NE0255 | Electrical | Lighting | Exterior Lighting - CFL (Commercial Retrofit) | Exterior Lighting - CFL | Commercial Retrofit | Electrical | Services | Lighting | CFL | Exterior Lighting | [14 empty] | DEER | $/Lamp | 0 | 5.82 | 4.05
NE0256 | Electrical | Lighting | Exterior Lighting - CFL (Commercial Retrofit) | Exterior Lighting - CFL | Commercial Retrofit | Electrical | Services | Lighting | CFL | Exterior Lighting | [14 empty] | DEER | $/Lamp | 0 | 5.82 | 4.06
NE0257 | Electrical | Lighting | Exterior Lighting - CFL (Commercial Retrofit) | Exterior Lighting - CFL | Commercial Retrofit | Electrical | Services | Lighting | CFL | Exterior Lighting | [14 empty] | DEER | $/Lamp | 0 | 5.82 | 4.08
NE0258 | Electrical | Lighting | Exterior Lighting - CFL (Commercial Retrofit) | Exterior Lighting - CFL | Commercial Retrofit | Electrical | Services | Lighting | CFL | Exterior Lighting | [14 empty] | DEER | $/Lamp | 0 | 5.82 | 4.1
NE0259 | Electrical | Lighting | Exterior Lighting - CFL (Commercial Retrofit) | Exterior Lighting - CFL | Commercial Retrofit | Electrical | Services | Lighting | CFL | Exterior Lighting | [14 empty] | DEER | $/Lamp | 0 | 5.82 | 4.14
NE0260 | Electrical | Lighting | Exterior Lighting - CFL (Commercial Retrofit) | Exterior Lighting - CFL | Commercial Retrofit | Electrical | Services | Lighting | CFL | Exterior Lighting | [14 empty] | DEER | $/Lamp | 0 | 5.82 | 4.17
NE0261 | Electrical | Lighting | Exterior Lighting - CFL (Commercial Retrofit) | Exterior Lighting - CFL | Commercial Retrofit | Electrical | Services | Lighting | CFL | Exterior Lighting | [14 empty] | DEER | $/Lamp | 0 | 5.82 | 4.18
NE0262 | Electrical | Lighting | Exterior Lighting - CFL (Commercial Retrofit) | Exterior Lighting - CFL | Commercial Retrofit | Electrical | Services | Lighting | CFL | Exterior Lighting | [14 empty] | DEER | $/Lamp | 0 | 5.82 | 4.21
NE0263 | Electrical | Lighting | Interior Lighting - CFL (Commercial Retrofit) | Interior Lighting - CFL | Commercial Retrofit | Electrical | Services | Lighting | CFL | Interior Lighting | [14 empty] | DEER | $/Lamp | 0 | 5.82 | 3.71
NE0264 | Electrical | Lighting | Interior Lighting - CFL (Commercial Retrofit) | Interior Lighting - CFL | Commercial Retrofit | Electrical | Services | Lighting | CFL | Interior Lighting | [14 empty] | DEER | $/Lamp | 0 | 5.82 | 3.71
NE0265 | Electrical | Lighting | Interior Lighting - CFL (Commercial Retrofit) | Interior Lighting - CFL | Commercial Retrofit | Electrical | Services | Lighting | CFL | Interior Lighting | [14 empty] | DEER | $/Lamp | 0 | 5.82 | 3.71
NE0266 | Electrical | Lighting | Interior Lighting - CFL (Commercial Retrofit) | Interior Lighting - CFL | Commercial Retrofit | Electrical | Services | Lighting | CFL | Interior Lighting | [14 empty] | DEER | $/Lamp | 0 | 5.82 | 3.71
NE0267 | Electrical | Lighting | Interior Lighting - CFL (Commercial Retrofit) | Interior Lighting - CFL | Commercial Retrofit | Electrical | Services | Lighting | CFL | Interior Lighting | [14 empty] | DEER | $/Lamp | 0 | 5.82 | 3.71
NE0268 | Electrical | Lighting | Interior Lighting - CFL (Commercial Retrofit) | Interior Lighting - CFL | Commercial Retrofit | Electrical | Services | Lighting | CFL | Interior Lighting | [14 empty] | DEER | $/Lamp | 0 | 5.82 | 4.95
NE0269 | Electrical | Lighting | Interior Lighting - CFL (Commercial Retrofit) | Interior Lighting - CFL | Commercial Retrofit | Electrical | Services | Lighting | CFL | Interior Lighting | [14 empty] | DEER | $/Lamp | 0 | 5.82 | 4.95
NE0270 | Electrical | Lighting | Exterior Lighting - CFL (Commercial Retrofit) | Exterior Lighting - CFL | Commercial Retrofit | Electrical | Services | Lighting | CFL | Exterior Lighting | [14 empty] | DEER | $/Lamp | 0 | 5.82 | 5.12
NE0271 | Electrical | Lighting | Exterior Lighting - CFL (Commercial Retrofit) | Exterior Lighting - CFL | Commercial Retrofit | Electrical | Services | Lighting | CFL | Exterior Lighting | [14 empty] | DEER | $/Lamp | 0 | 5.82 | 5.12
NE0272 | Electrical | Lighting | Exterior Lighting - CFL (Commercial Retrofit) | Exterior Lighting - CFL | Commercial Retrofit | Electrical | Services | Lighting | CFL | Exterior Lighting | [14 empty] | DEER | $/Lamp | 0 | 5.82 | 5.12
NE0273 | Electrical | Lighting | Exterior Lighting - CFL (Commercial Retrofit) | Exterior Lighting - CFL | Commercial Retrofit | Electrical | Services | Lighting | CFL | Exterior Lighting | [14 empty] | DEER | $/Lamp | 0 | 5.82 | 5.12
NE0274 | Electrical | Lighting | Exterior Lighting - CFL (Commercial Retrofit) | Exterior Lighting - CFL | Commercial Retrofit | Electrical | Services | Lighting | CFL | Exterior Lighting | [14 empty] | DEER | $/Lamp | 0 | 5.82 | 5.12
NE0275 | Electrical | Lighting | Exterior Lighting - CFL (Commercial Retrofit) | Exterior Lighting - CFL | Commercial Retrofit | Electrical | Services | Lighting | CFL | Exterior Lighting | [14 empty] | DEER | $/Lamp | 0 | 5.82 | 6.35
NE0276 | Electrical | Lighting | Exterior Lighting - CFL (Commercial Retrofit) | Exterior Lighting - CFL | Commercial Retrofit | Electrical | Services | Lighting | CFL | Exterior Lighting | [14 empty] | DEER | $/Lamp | 0 | 5.82 | 6.35
NE0277 | Electrical | Lighting | Interior Lighting - CFL (Commercial Retrofit) | Interior Lighting - CFL | Commercial Retrofit | Electrical | Services | Lighting | CFL | Interior Lighting | [14 empty] | DEER | $/Lamp | 0 | 5.82 | 7.2
NE0278 | Electrical | Lighting | Interior Lighting - CFL (Commercial Retrofit) | Interior Lighting - CFL | Commercial Retrofit | Electrical | Services | Lighting | CFL | Interior Lighting | [14 empty] | DEER | $/Lamp | 0 | 5.82 | 7.31
NE0279 | Electrical | Lighting | Interior Lighting - CFL (Commercial Retrofit) | Interior Lighting - CFL | Commercial Retrofit | Electrical | Services | Lighting | CFL | Interior Lighting | [14 empty] | DEER | $/Lamp | 0 | 5.82 | 7.42
NE0135 | Electrical | Lighting | Exterior Lighting - CFL (Residential Retrofit) | Exterior Lighting - CFL | Residential Retrofit | Electrical | Services | Lighting | CFL | Exterior Lighting | [14 empty] | DEER | $/Lamp | 0 | 5.82 | 4.01
NE0136 | Electrical | Lighting | Exterior Lighting - CFL (Residential Retrofit) | Exterior Lighting - CFL | Residential Retrofit | Electrical | Services | Lighting | CFL | Exterior Lighting | [14 empty] | DEER | $/Lamp | 0 | 5.82 | 4.04
NE0137 | Electrical | Lighting | Exterior Lighting - CFL (Residential Retrofit) | Exterior Lighting - CFL | Residential Retrofit | Electrical | Services | Lighting | CFL | Exterior Lighting | [14 empty] | DEER | $/Lamp | 0 | 5.82 | 4.05
NE0138 | Electrical | Lighting | Exterior Lighting - CFL (Residential Retrofit) | Exterior Lighting - CFL | Residential Retrofit | Electrical | Services | Lighting | CFL | Exterior Lighting | [14 empty] | DEER | $/Lamp | 0 | 5.82 | 4.06
NE0139 | Electrical | Lighting | Exterior Lighting - CFL (Residential Retrofit) | Exterior Lighting - CFL | Residential Retrofit | Electrical | Services | Lighting | CFL | Exterior Lighting | [14 empty] | DEER | $/Lamp | 0 | 5.82 | 4.08
NE0140 | Electrical | Lighting | Exterior Lighting - CFL (Residential Retrofit) | Exterior Lighting - CFL | Residential Retrofit | Electrical | Services | Lighting | CFL | Exterior Lighting | [14 empty] | DEER | $/Lamp | 0 | 5.82 | 4.1
NE0141 | Electrical | Lighting | Exterior Lighting - CFL (Residential Retrofit) | Exterior Lighting - CFL | Residential Retrofit | Electrical | Services | Lighting | CFL | Exterior Lighting | [14 empty] | DEER | $/Lamp | 0 | 5.82 | 4.14
NE0142 | Electrical | Lighting | Exterior Lighting - CFL (Residential Retrofit) | Exterior Lighting - CFL | Residential Retrofit | Electrical | Services | Lighting | CFL | Exterior Lighting | [14 empty] | DEER | $/Lamp | 0 | 5.82 | 4.17
NE0143 | Electrical | Lighting | Exterior Lighting - CFL (Residential Retrofit) | Exterior Lighting - CFL | Residential Retrofit | Electrical | Services | Lighting | CFL | Exterior Lighting | [14 empty] | DEER | $/Lamp | 0 | 5.82 | 4.18
NE0144 | Electrical | Lighting | Exterior Lighting - CFL (Residential Retrofit) | Exterior Lighting - CFL | Residential Retrofit | Electrical | Services | Lighting | CFL | Exterior Lighting | [14 empty] | DEER | $/Lamp | 0 | 5.82 | 4.21
NE0145 | Electrical | Lighting | Interior Lighting - CFL (Residential Retrofit) | Interior Lighting - CFL | Residential Retrofit | Electrical | Services | Lighting | CFL | Interior Lighting | [14 empty] | DEER | $/Lamp | 0 | 5.82 | 3.71
NE0146 | Electrical | Lighting | Interior Lighting - CFL (Residential Retrofit) | Interior Lighting - CFL | Residential Retrofit | Electrical | Services | Lighting | CFL | Interior Lighting | [14 empty] | DEER | $/Lamp | 0 | 5.82 | 3.71
NE0147 | Electrical | Lighting | Interior Lighting - CFL (Residential Retrofit) | Interior Lighting - CFL | Residential Retrofit | Electrical | Services | Lighting | CFL | Interior Lighting | [14 empty] | DEER | $/Lamp | 0 | 5.82 | 3.71
NE0148 | Electrical | Lighting | Interior Lighting - CFL (Residential Retrofit) | Interior Lighting - CFL | Residential Retrofit | Electrical | Services | Lighting | CFL | Interior Lighting | [14 empty] | DEER | $/Lamp | 0 | 5.82 | 3.71
NE0149 | Electrical | Lighting | Interior Lighting - CFL (Residential Retrofit) | Interior Lighting - CFL | Residential Retrofit | Electrical | Services | Lighting | CFL | Interior Lighting | [14 empty] | DEER | $/Lamp | 0 | 5.82 | 3.71
NE0150 | Electrical | Lighting | Interior Lighting - CFL (Residential Retrofit) | Interior Lighting - CFL | Residential Retrofit | Electrical | Services | Lighting | CFL | Interior Lighting | [14 empty] | DEER | $/Lamp | 0 | 5.82 | 4.95
NE0151 | Electrical | Lighting | Interior Lighting - CFL (Residential Retrofit) | Interior Lighting - CFL | Residential Retrofit | Electrical | Services | Lighting | CFL | Interior Lighting | [14 empty] | DEER | $/Lamp | 0 | 5.82 | 4.95
NE0152 | Electrical | Lighting | Exterior Lighting - CFL (Residential Retrofit) | Exterior Lighting - CFL | Residential Retrofit | Electrical | Services | Lighting | CFL | Exterior Lighting | [14 empty] | DEER | $/Lamp | 0 | 5.82 | 5.12
NE0153 | Electrical | Lighting | Exterior Lighting - CFL (Residential Retrofit) | Exterior Lighting - CFL | Residential Retrofit | Electrical | Services | Lighting | CFL | Exterior Lighting | [14 empty] | DEER | $/Lamp | 0 | 5.82 | 5.12
NE0154 | Electrical | Lighting | Exterior Lighting - CFL (Residential Retrofit) | Exterior Lighting - CFL | Residential Retrofit | Electrical | Services | Lighting | CFL | Exterior Lighting | [14 empty] | DEER | $/Lamp | 0 | 5.82 | 5.12
NE0155 | Electrical | Lighting | Exterior Lighting - CFL (Residential Retrofit) | Exterior Lighting - CFL | Residential Retrofit | Electrical | Services | Lighting | CFL | Exterior Lighting | [14 empty] | DEER | $/Lamp | 0 | 5.82 | 5.12
NE0156 | Electrical | Lighting | Exterior Lighting - CFL (Residential Retrofit) | Exterior Lighting - CFL | Residential Retrofit | Electrical | Services | Lighting | CFL | Exterior Lighting | [14 empty] | DEER | $/Lamp | 0 | 5.82 | 5.12
NE0157 | Electrical | Lighting | Exterior Lighting - CFL (Residential Retrofit) | Exterior Lighting - CFL | Residential Retrofit | Electrical | Services | Lighting | CFL | Exterior Lighting | [14 empty] | DEER | $/Lamp | 0 | 5.82 | 6.35
NE0158 | Electrical | Lighting | Exterior Lighting - CFL (Residential Retrofit) | Exterior Lighting - CFL | Residential Retrofit | Electrical | Services | Lighting | CFL | Exterior Lighting | [14 empty] | DEER | $/Lamp | 0 | 5.82 | 6.35
NE0159 | Electrical | Lighting | Interior Lighting - CFL (Residential Retrofit) | Interior Lighting - CFL | Residential Retrofit | Electrical | Services | Lighting | CFL | Interior Lighting | [14 empty] | DEER | $/Lamp | 0 | 5.82 | 7.2
NE0160 | Electrical | Lighting | Interior Lighting - CFL (Residential Retrofit) | Interior Lighting - CFL | Residential Retrofit | Electrical | Services | Lighting | CFL | Interior Lighting | [14 empty] | DEER | $/Lamp | 0 | 5.82 | 7.31
NE0161 | Electrical | Lighting | Interior Lighting - CFL (Residential Retrofit) | Interior Lighting - CFL | Residential Retrofit | Electrical | Services | Lighting | CFL | Interior Lighting | [14 empty] | DEER | $/Lamp | 0 | 5.82 | 7.42
NE0162 | Electrical | Lighting | Interior Lighting - CFL (Residential Retrofit) | Interior Lighting - CFL | Residential Retrofit | Electrical | Services | Lighting | CFL | Interior Lighting | [14 empty] | DEER | $/Lamp | 0 | 5.82 | 7.72
NE0163 | Electrical | Lighting | Interior Lighting - CFL (Residential Retrofit) | Interior Lighting - CFL | Residential Retrofit | Electrical | Services | Lighting | CFL | Interior Lighting | [14 empty] | DEER | $/Lamp | 0 | 5.82 | 7.83
NE0164 | Electrical | Lighting | Interior Lighting - CFL (Residential Retrofit) | Interior Lighting - CFL | Residential Retrofit | Electrical | Services | Lighting | CFL | Interior Lighting | [14 empty] | DEER | $/Lamp | 0 | 5.82 | 8.14
NE0165 | Electrical | Lighting | Interior Lighting - CFL (Residential Retrofit) | Interior Lighting - CFL | Residential Retrofit | Electrical | Services | Lighting | CFL | Interior Lighting | [14 empty] | DEER | $/Lamp | 0 | 5.82 | 8.35
NE0166 | Electrical | Lighting | Interior Lighting - CFL (Residential Retrofit) | Interior Lighting - CFL | Residential Retrofit | Electrical | Services | Lighting | CFL | Interior Lighting | [14 empty] | DEER | $/Fixture | 0 | 5.82 | 49.84
NE0167 | Electrical | Lighting | Interior Lighting - CFL (Residential Retrofit) | Interior Lighting - CFL | Residential Retrofit | Electrical | Services | Lighting | CFL | Interior Lighting | [14 empty] | DEER | $/Fixture | 0 | 5.82 | 60.42
NE0168 | Electrical | Lighting | Interior Lighting - CFL (Residential Retrofit) | Interior Lighting - CFL | Residential Retrofit | Electrical | Services | Lighting | CFL | Interior Lighting | [14 empty] | DEER | $/Fixture | 0 | 5.82 | 60.42
NE0169 | Electrical | Lighting | Interior Lighting - CFL (Residential Retrofit) | Interior Lighting - CFL | Residential Retrofit | Electrical | Services | Lighting | CFL | Interior Lighting | [14 empty] | DEER | $/Fixture | 0 | 5.82 | 62.46
NE0170 | Electrical | Lighting | Interior Lighting - CFL (Residential Retrofit) | Interior Lighting - CFL | Residential Retrofit | Electrical | Services | Lighting | CFL | Interior Lighting | [14 empty] | DEER | $/Fixture | 0 | 5.82 | 121.52
NE0171 | Electrical | Lighting | Interior Lighting - CFL (Residential Retrofit) | Interior Lighting - CFL | Residential Retrofit | Electrical | Services | Lighting | CFL | Interior Lighting | [14 empty] | DEER | $/Fixture | 0 | 5.82 | 58.7
NE0172 | Electrical | Lighting | Interior Lighting - CFL (Residential Retrofit) | Interior Lighting - CFL | Residential Retrofit | Electrical | Services | Lighting | CFL | Interior Lighting | [14 empty] | DEER | $/Fixture | 0 | 5.82 | 55.11
NE0173 | Electrical | Lighting | Exterior Lighting - CFL (Residential Retrofit) | Exterior Lighting - CFL | Residential Retrofit | Electrical | Services | Lighting | CFL | Exterior Lighting | [14 empty] | DEER | $/Fixture | 0 | 17.83 | 19.65
NE0174 | Electrical | Lighting | Exterior Lighting - CFL (Residential Retrofit) | Exterior Lighting - CFL | Residential Retrofit | Electrical | Services | Lighting | CFL | Exterior Lighting | [14 empty] | DEER | $/Fixture | 0 | 17.83 | 22.35
NE0175 | Electrical | Lighting | Exterior Lighting - CFL (Residential Retrofit) | Exterior Lighting - CFL | Residential Retrofit | Electrical | Services | Lighting | CFL | Exterior Lighting | [14 empty] | DEER | $/Fixture | 0 | 17.83 | 26.69
NE0176 | Electrical | Lighting | Exterior Lighting - CFL (Residential Retrofit) | Exterior Lighting - CFL | Residential Retrofit | Electrical | Services | Lighting | CFL | Exterior Lighting | [14 empty] | DEER | $/Fixture | 0 | 17.83 | 47.83
NE0177 | Electrical | Lighting | Interior Lighting - CFL (Residential Retrofit) | Interior Lighting - CFL | Residential Retrofit | Electrical | Services | Lighting | CFL | Interior Lighting | [14 empty] | DEER | $/Fixture | 0 | 6.07 | 5.52
NE0178 | Electrical | Lighting | Interior Lighting - CFL (Residential Retrofit) | Interior Lighting - CFL | Residential Retrofit | Electrical | Services | Lighting | CFL | Interior Lighting | [14 empty] | DEER | $/Fixture | 0 | 6.07 | 5.66
NE0179 | Electrical | Lighting | Interior Lighting - CFL (Residential Retrofit) | Interior Lighting - CFL | Residential Retrofit | Electrical | Services | Lighting | CFL | Interior Lighting | [14 empty] | DEER | $/Fixture | 0 | 6.07 | 5.77
NE0180 | Electrical | Lighting | Interior Lighting - CFL (Residential Retrofit) | Interior Lighting - CFL | Residential Retrofit | Electrical | Services | Lighting | CFL | Interior Lighting | [14 empty] | DEER | $/Fixture | 0 | 6.07 | 5.9
NE0181 | Electrical | Lighting | Interior Lighting - CFL (Residential Retrofit) | Interior Lighting - CFL | Residential Retrofit | Electrical | Services | Lighting | CFL | Interior Lighting | [14 empty] | DEER | $/Fixture | 0 | 6.07 | 6.15
NE0182 | Electrical | Lighting | Interior Lighting - CFL (Residential Retrofit) | Interior Lighting - CFL | Residential Retrofit | Electrical | Services | Lighting | CFL | Interior Lighting | [14 empty] | DEER | $/Fixture | 0 | 6.07 | 6.27
NE0183 | Electrical | Lighting | Interior Lighting - CFL (Residential Retrofit) | Interior Lighting - CFL | Residential Retrofit | Electrical | Services | Lighting | CFL | Interior Lighting | [14 empty] | DEER | $/Fixture | 0 | 6.07 | 6.39
NE0184 | Electrical | Lighting | Interior Lighting - CFL (Residential Retrofit) | Interior Lighting - CFL | Residential Retrofit | Electrical | Services | Lighting | CFL | Interior Lighting | [14 empty] | DEER | $/Fixture | 0 | 6.07 | 6.77
NE0085 | Electrical | Lighting | Exterior Lighting - CFL (Residential Retrofit) | Exterior Lighting - CFL | Residential Retrofit | Electrical | Services | Lighting | CFL | Exterior Lighting | [14 empty] | DEER | $/Lamp | 0 | 5.82 | 4.3
NE0086 | Electrical | Lighting | Exterior Lighting - CFL (Residential Retrofit) | Exterior Lighting - CFL | Residential Retrofit | Electrical | Services | Lighting | CFL | Exterior Lighting | [14 empty] | DEER | $/Lamp | 0 | 5.82 | 4.36
NE0087 | Electrical | Lighting | Exterior Lighting - CFL (Residential Retrofit) | Exterior Lighting - CFL | Residential Retrofit | Electrical | Services | Lighting | CFL | Exterior Lighting | [14 empty] | DEER | $/Lamp | 0 | 5.82 | 4.49
NE0088 | Electrical | Lighting | Exterior Lighting - CFL (Residential Retrofit) | Exterior Lighting - CFL | Residential Retrofit | Electrical | Services | Lighting | CFL | Exterior Lighting | [14 empty] | DEER | $/Lamp | 0 | 5.82 | 4.68
NE0089 | Electrical | Lighting | Exterior Lighting - CFL (Residential Retrofit) | Exterior Lighting - CFL | Residential Retrofit | Electrical | Services | Lighting | CFL | Exterior Lighting | [14 empty] | DEER | $/Lamp | 0 | 5.82 | 4.81
NE0090 | Electrical | Lighting | Exterior Lighting - CFL (Residential Retrofit) | Exterior Lighting - CFL | Residential Retrofit | Electrical | Services | Lighting | CFL | Exterior Lighting | [14 empty] | DEER | $/Lamp | 0 | 5.82 | 4.86
NE0091 | Electrical | Lighting | Exterior Lighting - CFL (Residential Retrofit) | Exterior Lighting - CFL | Residential Retrofit | Electrical | Services | Lighting | CFL | Exterior Lighting | [14 empty] | DEER | $/Lamp | 0 | 5.82 | 4.99
NE0092 | Electrical | Lighting | Interior Lighting - CFL (Residential Retrofit) | Interior Lighting - CFL | Residential Retrofit | Electrical | Services | Lighting | CFL | Interior Lighting | [14 empty] | DEER | $/Lamp | 0 | 5.82 | 3.71
NE0093 | Electrical | Lighting | Interior Lighting - CFL (Residential Retrofit) | Interior Lighting - CFL | Residential Retrofit | Electrical | Services | Lighting | CFL | Interior Lighting | [14 empty] | DEER | $/Lamp | 0 | 5.82 | 3.71
NE0094 | Electrical | Lighting | Interior Lighting - CFL (Residential Retrofit) | Interior Lighting - CFL | Residential Retrofit | Electrical | Services | Lighting | CFL | Interior Lighting | [14 empty] | DEER | $/Lamp | 0 | 5.82 | 3.71
NE0095 | Electrical | Lighting | Interior Lighting - CFL (Residential Retrofit) | Interior Lighting - CFL | Residential Retrofit | Electrical | Services | Lighting | CFL | Interior Lighting | [14 empty] | DEER | $/Lamp | 0 | 5.82 | 3.71
NE0096 | Electrical | Lighting | Interior Lighting - CFL (Residential Retrofit) | Interior Lighting - CFL | Residential Retrofit | Electrical | Services | Lighting | CFL | Interior Lighting | [14 empty] | DEER | $/Lamp | 0 | 5.82 | 3.71
NE0097 | Electrical | Lighting | Interior Lighting - CFL (Residential Retrofit) | Interior Lighting - CFL | Residential Retrofit | Electrical | Services | Lighting | CFL | Interior Lighting | [14 empty] | DEER | $/Lamp | 0 | 5.82 | 4.95
NE0098 | Electrical | Lighting | Interior Lighting - CFL (Residential Retrofit) | Interior Lighting - CFL | Residential Retrofit | Electrical | Services | Lighting | CFL | Interior Lighting | [14 empty] | DEER | $/Lamp | 0 | 5.82 | 4.95
NE0099 | Electrical | Lighting | Exterior Lighting - CFL (Residential Retrofit) | Exterior Lighting - CFL | Residential Retrofit | Electrical | Services | Lighting | CFL | Exterior Lighting | [14 empty] | DEER | $/Lamp | 0 | 5.82 | 5.12
NE0100 | Electrical | Lighting | Exterior Lighting - CFL (Residential Retrofit) | Exterior Lighting - CFL | Residential Retrofit | Electrical | Services | Lighting | CFL | Exterior Lighting | [14 empty] | DEER | $/Lamp | 0 | 5.82 | 5.12
NE0101 | Electrical | Lighting | Exterior Lighting - CFL (Residential Retrofit) | Exterior Lighting - CFL | Residential Retrofit | Electrical | Services | Lighting | CFL | Exterior Lighting | [14 empty] | DEER | $/Lamp | 0 | 5.82 | 5.12
NE0102 | Electrical | Lighting | Exterior Lighting - CFL (Residential Retrofit) | Exterior Lighting - CFL | Residential Retrofit | Electrical | Services | Lighting | CFL | Exterior Lighting | [14 empty] | DEER | $/Lamp | 0 | 5.82 | 5.12
NE0103 | Electrical | Lighting | Exterior Lighting - CFL (Residential Retrofit) | Exterior Lighting - CFL | Residential Retrofit | Electrical | Services | Lighting | CFL | Exterior Lighting | [14 empty] | DEER | $/Lamp | 0 | 5.82 | 5.12
NE0104 | Electrical | Lighting | Exterior Lighting - CFL (Residential Retrofit) | Exterior Lighting - CFL | Residential Retrofit | Electrical | Services | Lighting | CFL | Exterior Lighting | [14 empty] | DEER | $/Lamp | 0 | 5.82 | 6.35
NE0105 | Electrical | Lighting | Exterior Lighting - CFL (Residential Retrofit) | Exterior Lighting - CFL | Residential Retrofit | Electrical | Services | Lighting | CFL | Exterior Lighting | [14 empty] | DEER | $/Lamp | 0 | 5.82 | 6.35
NE0106 | Electrical | Lighting | Interior Lighting - CFL (Residential Retrofit) | Interior Lighting - CFL | Residential Retrofit | Electrical | Services | Lighting | CFL | Interior Lighting | [14 empty] | DEER | $/Lamp | 0 | 5.82 | 7.2
NE0107 | Electrical | Lighting | Interior Lighting - CFL (Residential Retrofit) | Interior Lighting - CFL | Residential Retrofit | Electrical | Services | Lighting | CFL | Interior Lighting | [14 empty] | DEER | $/Lamp | 0 | 5.82 | 7.31
NE0108 | Electrical | Lighting | Interior Lighting - CFL (Residential Retrofit) | Interior Lighting - CFL | Residential Retrofit | Electrical | Services | Lighting | CFL | Interior Lighting | [14 empty] | DEER | $/Lamp | 0 | 5.82 | 7.42
NE0109 | Electrical | Lighting | Interior Lighting - CFL (Residential Retrofit) | Interior Lighting - CFL | Residential Retrofit | Electrical | Services | Lighting | CFL | Interior Lighting | [14 empty] | DEER | $/Lamp | 0 | 5.82 | 7.72
NE0110 | Electrical | Lighting | Interior Lighting - CFL (Residential Retrofit) | Interior Lighting - CFL | Residential Retrofit | Electrical | Services | Lighting | CFL | Interior Lighting | [14 empty] | DEER | $/Lamp | 0 | 5.82 | 7.83
NE0111 | Electrical | Lighting | Interior Lighting - CFL (Residential Retrofit) | Interior Lighting - CFL | Residential Retrofit | Electrical | Services | Lighting | CFL | Interior Lighting | [14 empty] | DEER | $/Lamp | 0 | 5.82 | 8.14
NE0112 | Electrical | Lighting | Interior Lighting - CFL (Residential Retrofit) | Interior Lighting - CFL | Residential Retrofit | Electrical | Services | Lighting | CFL | Interior Lighting | [14 empty] | DEER | $/Lamp | 0 | 5.82 | 8.35
NE0113 | Electrical | Lighting | Interior Lighting - CFL (Residential Retrofit) | Interior Lighting - CFL | Residential Retrofit | Electrical | Services | Lighting | CFL | Interior Lighting | [14 empty] | DEER | $/Lamp | 0 | 5.82 | 2.53
NE0114 | Electrical | Lighting | Interior Lighting - CFL (Residential Retrofit) | Interior Lighting - CFL | Residential Retrofit | Electrical | Services | Lighting | CFL | Interior Lighting | [14 empty] | DEER | $/Lamp | 0 | 5.82 | 2.55
NE0115 | Electrical | Lighting | Interior Lighting - CFL (Residential Retrofit) | Interior Lighting - CFL | Residential Retrofit | Electrical | Services | Lighting | CFL | Interior Lighting | [14 empty] | DEER | $/Lamp | 0 | 5.82 | 2.58
NE0116 | Electrical | Lighting | Interior Lighting - CFL (Residential Retrofit) | Interior Lighting - CFL | Residential Retrofit | Electrical | Services | Lighting | CFL | Interior Lighting | [14 empty] | DEER | $/Lamp | 0 | 5.82 | 2.61
NE0117 | Electrical | Lighting | Interior Lighting - CFL (Residential Retrofit) | Interior Lighting - CFL | Residential Retrofit | Electrical | Services | Lighting | CFL | Interior Lighting | [14 empty] | DEER | $/Lamp | 0 | 5.82 | 2.64
NE0118 | Electrical | Lighting | Interior Lighting - CFL (Residential Retrofit) | Interior Lighting - CFL | Residential Retrofit | Electrical | Services | Lighting | CFL | Interior Lighting | [14 empty] | DEER | $/Lamp | 0 | 5.82 | 2.65
NE0119 | Electrical | Lighting | Interior Lighting - CFL (Residential Retrofit) | Interior Lighting - CFL | Residential Retrofit | Electrical | Services | Lighting | CFL | Interior Lighting | [14 empty] | DEER | $/Lamp | 0 | 5.82 | 2.66
NE0120 | Electrical | Lighting | Interior Lighting - CFL (Residential Retrofit) | Interior Lighting - CFL | Residential Retrofit | Electrical | Services | Lighting | CFL | Interior Lighting | [14 empty] | DEER | $/Lamp | 0 | 5.82 | 2.68
NE0121 | Electrical | Lighting | Interior Lighting - CFL (Residential Retrofit) | Interior Lighting - CFL | Residential Retrofit | Electrical | Services | Lighting | CFL | Interior Lighting | [14 empty] | DEER | $/Lamp | 0 | 5.82 | 2.69
NE0122 | Electrical | Lighting | Interior Lighting - CFL (Residential Retrofit) | Interior Lighting - CFL | Residential Retrofit | Electrical | Services | Lighting | CFL | Interior Lighting | [14 empty] | DEER | $/Lamp | 0 | 5.82 | 2.7
NE0123 | Electrical | Lighting | Interior Lighting - CFL (Residential Retrofit) | Interior Lighting - CFL | Residential Retrofit | Electrical | Services | Lighting | CFL | Interior Lighting | [14 empty] | DEER | $/Lamp | 0 | 5.82 | 2.74
NE0124 | Electrical | Lighting | Interior Lighting - CFL (Residential Retrofit) | Interior Lighting - CFL | Residential Retrofit | Electrical | Services | Lighting | CFL | Interior Lighting | [14 empty] | DEER | $/Lamp | 0 | 5.82 | 2.76
NE0125 | Electrical | Lighting | Interior Lighting - CFL (Residential Retrofit) | Interior Lighting - CFL | Residential Retrofit | Electrical | Services | Lighting | CFL | Interior Lighting | [14 empty] | DEER | $/Lamp | 0 | 5.82 | 2.77
NE0126 | Electrical | Lighting | Interior Lighting - CFL (Residential Retrofit) | Interior Lighting - CFL | Residential Retrofit | Electrical | Services | Lighting | CFL | Interior Lighting | [14 empty] | DEER | $/Lamp | 0 | 5.82 | 2.77
NE0127 | Electrical | Lighting | Interior Lighting - CFL (Residential Retrofit) | Interior Lighting - CFL | Residential Retrofit | Electrical | Services | Lighting | CFL | Interior Lighting | [14 empty] | DEER | $/Lamp | 0 | 5.82 | 2.78
NE0128 | Electrical | Lighting | Interior Lighting - CFL (Residential Retrofit) | Interior Lighting - CFL | Residential Retrofit | Electrical | Services | Lighting | CFL | Interior Lighting | [14 empty] | DEER | $/Lamp | 0 | 5.82 | 3.22
NE0129 | Electrical | Lighting | Interior Lighting - CFL (Residential Retrofit) | Interior Lighting - CFL | Residential Retrofit | Electrical | Services | Lighting | CFL | Interior Lighting | [14 empty] | DEER | $/Lamp | 0 | 5.82 | 4.08
NE0130 | Electrical | Lighting | Interior Lighting - CFL (Residential Retrofit) | Interior Lighting - CFL | Residential Retrofit | Electrical | Services | Lighting | CFL | Interior Lighting | [14 empty] | DEER | $/Lamp | 0 | 5.82 | 6.67
NE0131 | Electrical | Lighting | Interior Lighting - CFL (Residential Retrofit) | Interior Lighting - CFL | Residential Retrofit | Electrical | Services | Lighting | CFL | Interior Lighting | [14 empty] | DEER | $/Lamp | 0 | 5.82 | 8.39
NE0132 | Electrical | Lighting | Exterior Lighting - CFL (Residential Retrofit) | Exterior Lighting - CFL | Residential Retrofit | Electrical | Services | Lighting | CFL | Exterior Lighting | [14 empty] | DEER | $/Lamp | 0 | 5.82 | 3.94
NE0133 | Electrical | Lighting | Exterior Lighting - CFL (Residential Retrofit) | Exterior Lighting - CFL | Residential Retrofit | Electrical | Services | Lighting | CFL | Exterior Lighting | [14 empty] | DEER | $/Lamp | 0 | 5.82 | 3.95
NE0134 | Electrical | Lighting | Exterior Lighting - CFL (Residential Retrofit) | Exterior Lighting - CFL | Residential Retrofit | Electrical | Services | Lighting | CFL | Exterior Lighting | [14 empty] | DEER | $/Lamp | 0 | 5.82 | 3.98
NE0035 | Electrical | Lighting | Interior Lighting - CFL (Residential Retrofit) | Interior Lighting - CFL | Residential Retrofit | Electrical | Services | Lighting | CFL | Interior Lighting | [14 empty] | DEER | $/Lamp | 0 | 5.82 | 14.51
NE0036 | Electrical | Lighting | Interior Lighting - CFL (Residential Retrofit) | Interior Lighting - CFL | Residential Retrofit | Electrical | Services | Lighting | CFL | Interior Lighting | [14 empty] | DEER | $/Lamp | 0 | 5.82 | 11.99
NE0037 | Electrical | Lighting | Interior Lighting - CFL (Residential Retrofit) | Interior Lighting - CFL | Residential Retrofit | Electrical | Services | Lighting | CFL | Interior Lighting | [14 empty] | DEER | $/Lamp | 0 | 5.82 | 11.99
NE0038 | Electrical | Lighting | Interior Lighting - CFL (Residential Retrofit) | Interior Lighting - CFL | Residential Retrofit | Electrical | Services | Lighting | CFL | Interior Lighting | [14 empty] | DEER | $/Lamp | 0 | 5.82 | 11.99
NE0039 | Electrical | Lighting | Interior Lighting - CFL (Residential Retrofit) | Interior Lighting - CFL | Residential Retrofit | Electrical | Services | Lighting | CFL | Interior Lighting | [14 empty] | DEER | $/Lamp | 0 | 5.82 | 8
NE0040 | Electrical | Lighting | Interior Lighting - CFL (Residential Retrofit) | Interior Lighting - CFL | Residential Retrofit | Electrical | Services | Lighting | CFL | Interior Lighting | [14 empty] | DEER | $/Lamp | 0 | 5.82 | 8
NE0041 | Electrical | Lighting | Interior Lighting - CFL (Residential Retrofit) | Interior Lighting - CFL | Residential Retrofit | Electrical | Services | Lighting | CFL | Interior Lighting | [14 empty] | DEER | $/Lamp | 0 | 5.82 | 8
NE0042 | Electrical | Lighting | Interior Lighting - CFL (Residential Retrofit) | Interior Lighting - CFL | Residential Retrofit | Electrical | Services | Lighting | CFL | Interior Lighting | [14 empty] | DEER | $/Lamp | 0 | 5.82 | 8
NE0043 | Electrical | Lighting | Interior Lighting - CFL (Residential Retrofit) | Interior Lighting - CFL | Residential Retrofit | Electrical | Services | Lighting | CFL | Interior Lighting | [14 empty] | DEER | $/Lamp | 0 | 5.82 | 8
NE0044 | Electrical | Lighting | Interior Lighting - CFL (Residential Retrofit) | Interior Lighting - CFL | Residential Retrofit | Electrical | Services | Lighting | CFL | Interior Lighting | [14 empty] | DEER | $/Lamp | 0 | 5.82 | 9.97
NE0045 | Electrical | Lighting | Interior Lighting - CFL (Residential Retrofit) | Interior Lighting - CFL | Residential Retrofit | Electrical | Services | Lighting | CFL | Interior Lighting | [14 empty] | DEER | $/Lamp | 0 | 5.82 | 9.97
NE0046 | Electrical | Lighting | Exterior Lighting - CFL (Residential Retrofit) | Exterior Lighting - CFL | Residential Retrofit | Electrical | Services | Lighting | CFL | Exterior Lighting | [14 empty] | DEER | $/Lamp | 0 | 5.82 | 9.4
NE0047 | Electrical | Lighting | Exterior Lighting - CFL (Residential Retrofit) | Exterior Lighting - CFL | Residential Retrofit | Electrical | Services | Lighting | CFL | Exterior Lighting | [14 empty] | DEER | $/Lamp | 0 | 5.82 | 9.4
NE0048 | Electrical | Lighting | Exterior Lighting - CFL (Residential Retrofit) | Exterior Lighting - CFL | Residential Retrofit | Electrical | Services | Lighting | CFL | Exterior Lighting | [14 empty] | DEER | $/Lamp | 0 | 5.82 | 9.4
NE0049 | Electrical | Lighting | Exterior Lighting - CFL (Residential Retrofit) | Exterior Lighting - CFL | Residential Retrofit | Electrical | Services | Lighting | CFL | Exterior Lighting | [14 empty] | DEER | $/Lamp | 0 | 5.82 | 9.4
NE0050 | Electrical | Lighting | Exterior Lighting - CFL (Residential Retrofit) | Exterior Lighting - CFL | Residential Retrofit | Electrical | Services | Lighting | CFL | Exterior Lighting | [14 empty] | DEER | $/Lamp | 0 | 5.82 | 9.4
NE0051 | Electrical | Lighting | Exterior Lighting - CFL (Residential Retrofit) | Exterior Lighting - CFL | Residential Retrofit | Electrical | Services | Lighting | CFL | Exterior Lighting | [14 empty] | DEER | $/Lamp | 0 | 5.82 | 11.38
NE0052 | Electrical | Lighting | Exterior Lighting - CFL (Residential Retrofit) | Exterior Lighting - CFL | Residential Retrofit | Electrical | Services | Lighting | CFL | Exterior Lighting | [14 empty] | DEER | $/Lamp | 0 | 5.82 | 11.38
NE0053 | Electrical | Lighting | Interior Lighting - CFL (Residential Retrofit) | Interior Lighting - CFL | Residential Retrofit | Electrical | Services | Lighting | CFL | Interior Lighting | [14 empty] | DEER | $/Lamp | 0 | 5.82 | 7.91
NE0054 | Electrical | Lighting | Interior Lighting - CFL (Residential Retrofit) | Interior Lighting - CFL | Residential Retrofit | Electrical | Services | Lighting | CFL | Interior Lighting | [14 empty] | DEER | $/Lamp | 0 | 5.82 | 8.02
NE0055 | Electrical | Lighting | Interior Lighting - CFL (Residential Retrofit) | Interior Lighting - CFL | Residential Retrofit | Electrical | Services | Lighting | CFL | Interior Lighting | [14 empty] | DEER | $/Lamp | 0 | 5.82 | 8.11
NE0056 | Electrical | Lighting | Interior Lighting - CFL (Residential Retrofit) | Interior Lighting - CFL | Residential Retrofit | Electrical | Services | Lighting | CFL | Interior Lighting | [14 empty] | DEER | $/Lamp | 0 | 5.82 | 8.43
NE0057 | Electrical | Lighting | Interior Lighting - CFL (Residential Retrofit) | Interior Lighting - CFL | Residential Retrofit | Electrical | Services | Lighting | CFL | Interior Lighting | [14 empty] | DEER | $/Lamp | 0 | 5.82 | 8.54
NE0058 | Electrical | Lighting | Interior Lighting - CFL (Residential Retrofit) | Interior Lighting - CFL | Residential Retrofit | Electrical | Services | Lighting | CFL | Interior Lighting | [14 empty] | DEER | $/Lamp | 0 | 5.82 | 8.86
NE0059 | Electrical | Lighting | Interior Lighting - CFL (Residential Retrofit) | Interior Lighting - CFL | Residential Retrofit | Electrical | Services | Lighting | CFL | Interior Lighting | [14 empty] | DEER | $/Lamp | 0 | 5.82 | 9.06
NE0060 | Electrical | Lighting | Interior Lighting - CFL (Residential Retrofit) | Interior Lighting - CFL | Residential Retrofit | Electrical | Services | Lighting | CFL | Interior Lighting | [14 empty] | DEER | $/Lamp | 0 | 5.82 | 2.26
NE0061 | Electrical | Lighting | Interior Lighting - CFL (Residential Retrofit) | Interior Lighting - CFL | Residential Retrofit | Electrical | Services | Lighting | CFL | Interior Lighting | [14 empty] | DEER | $/Lamp | 0 | 5.82 | 2.39
NE0062 | Electrical | Lighting | Interior Lighting - CFL (Residential Retrofit) | Interior Lighting - CFL | Residential Retrofit | Electrical | Services | Lighting | CFL | Interior Lighting | [14 empty] | DEER | $/Lamp | 0 | 5.82 | 2.52
NE0063 | Electrical | Lighting | Interior Lighting - CFL (Residential Retrofit) | Interior Lighting - CFL | Residential Retrofit | Electrical | Services | Lighting | CFL | Interior Lighting | [14 empty] | DEER | $/Lamp | 0 | 5.82 | 2.64
NE0064 | Electrical | Lighting | Interior Lighting - CFL (Residential Retrofit) | Interior Lighting - CFL | Residential Retrofit | Electrical | Services | Lighting | CFL | Interior Lighting | [14 empty] | DEER | $/Lamp | 0 | 5.82 | 2.77
NE0065 | Electrical | Lighting | Interior Lighting - CFL (Residential Retrofit) | Interior Lighting - CFL | Residential Retrofit | Electrical | Services | Lighting | CFL | Interior Lighting | [14 empty] | DEER | $/Lamp | 0 | 5.82 | 2.83
NE0066 | Electrical | Lighting | Interior Lighting - CFL (Residential Retrofit) | Interior Lighting - CFL | Residential Retrofit | Electrical | Services | Lighting | CFL | Interior Lighting | [14 empty] | DEER | $/Lamp | 0 | 5.82 | 2.9
NE0067 | Electrical | Lighting | Interior Lighting - CFL (Residential Retrofit) | Interior Lighting - CFL | Residential Retrofit | Electrical | Services | Lighting | CFL | Interior Lighting | [14 empty] | DEER | $/Lamp | 0 | 5.82 | 2.96
NE0068 | Electrical | Lighting | Interior Lighting - CFL (Residential Retrofit) | Interior Lighting - CFL | Residential Retrofit | Electrical | Services | Lighting | CFL | Interior Lighting | [14 empty] | DEER | $/Lamp | 0 | 5.82 | 3.03
NE0069 | Electrical | Lighting | Interior Lighting - CFL (Residential Retrofit) | Interior Lighting - CFL | Residential Retrofit | Electrical | Services | Lighting | CFL | Interior Lighting | [14 empty] | DEER | $/Lamp | 0 | 5.82 | 3.08
NE0070 | Electrical | Lighting | Interior Lighting - CFL (Residential Retrofit) | Interior Lighting - CFL | Residential Retrofit | Electrical | Services | Lighting | CFL | Interior Lighting | [14 empty] | DEER | $/Lamp | 0 | 5.82 | 3.27
NE0071 | Electrical | Lighting | Interior Lighting - CFL (Residential Retrofit) | Interior Lighting - CFL | Residential Retrofit | Electrical | Services | Lighting | CFL | Interior Lighting | [14 empty] | DEER | $/Lamp | 0 | 5.82 | 3.35
NE0072 | Electrical | Lighting | Interior Lighting - CFL (Residential Retrofit) | Interior Lighting - CFL | Residential Retrofit | Electrical | Services | Lighting | CFL | Interior Lighting | [14 empty] | DEER | $/Lamp | 0 | 5.82 | 3.4
NE0073 | Electrical | Lighting | Interior Lighting - CFL (Residential Retrofit) | Interior Lighting - CFL | Residential Retrofit | Electrical | Services | Lighting | CFL | Interior Lighting | [14 empty] | DEER | $/Lamp | 0 | 5.82 | 3.46
NE0074 | Electrical | Lighting | Interior Lighting - CFL (Residential Retrofit) | Interior Lighting - CFL | Residential Retrofit | Electrical | Services | Lighting | CFL | Interior Lighting | [14 empty] | DEER | $/Lamp | 0 | 5.82 | 3.42
NE0075 | Electrical | Lighting | Interior Lighting - CFL (Residential Retrofit) | Interior Lighting - CFL | Residential Retrofit | Electrical | Services | Lighting | CFL | Interior Lighting | [14 empty] | DEER | $/Lamp | 0 | 5.82 | 3.86
NE0076 | Electrical | Lighting | Interior Lighting - CFL (Residential Retrofit) | Interior Lighting - CFL | Residential Retrofit | Electrical | Services | Lighting | CFL | Interior Lighting | [14 empty] | DEER | $/Lamp | 0 | 5.82 | 4.72
NE0077 | Electrical | Lighting | Interior Lighting - CFL (Residential Retrofit) | Interior Lighting - CFL | Residential Retrofit | Electrical | Services | Lighting | CFL | Interior Lighting | [14 empty] | DEER | $/Lamp | 0 | 5.82 | 7.3
NE0078 | Electrical | Lighting | Interior Lighting - CFL (Residential Retrofit) | Interior Lighting - CFL | Residential Retrofit | Electrical | Services | Lighting | CFL | Interior Lighting | [14 empty] | DEER | $/Lamp | 0 | 5.82 | 9.02
NE0079 | Electrical | Lighting | Exterior Lighting - CFL (Residential Retrofit) | Exterior Lighting - CFL | Residential Retrofit | Electrical | Services | Lighting | CFL | Exterior Lighting | [14 empty] | DEER | $/Lamp | 0 | 5.82 | 3.66
NE0080 | Electrical | Lighting | Exterior Lighting - CFL (Residential Retrofit) | Exterior Lighting - CFL | Residential Retrofit | Electrical | Services | Lighting | CFL | Exterior Lighting | [14 empty] | DEER | $/Lamp | 0 | 5.82 | 3.8
NE0081 | Electrical | Lighting | Exterior Lighting - CFL (Residential Retrofit) | Exterior Lighting - CFL | Residential Retrofit | Electrical | Services | Lighting | CFL | Exterior Lighting | [14 empty] | DEER | $/Lamp | 0 | 5.82 | 3.93
NE0082 | Electrical | Lighting | Exterior Lighting - CFL (Residential Retrofit) | Exterior Lighting - CFL | Residential Retrofit | Electrical | Services | Lighting | CFL | Exterior Lighting | [14 empty] | DEER | $/Lamp | 0 | 5.82 | 4.04
NE0083 | Electrical | Lighting | Exterior Lighting - CFL (Residential Retrofit) | Exterior Lighting - CFL | Residential Retrofit | Electrical | Services | Lighting | CFL | Exterior Lighting | [14 empty] | DEER | $/Lamp | 0 | 5.82 | 4.17
NE0084 | Electrical | Lighting | Exterior Lighting - CFL (Residential Retrofit) | Exterior Lighting - CFL | Residential Retrofit | Electrical | Services | Lighting | CFL | Exterior Lighting | [14 empty] | DEER | $/Lamp | 0 | 5.82 | 4.24
NE1137 | Water Heating Systems | Insulation, Water Heating | Water heater insulation - Pipe insulation (Commercial) | Water heater insulation - Pipe insulation | Commercial | Plumbing | Services | Insulation | Pipe insulation | Water heater insulation | [14 empty] | DEER | $/ft | 0 | 0 | 4.34
NE1138 | Water Heating Systems | Insulation, Water Heating | Water heater insulation - Pipe insulation (Commercial Retrofit) | Water heater insulation - Pipe insulation | Commercial Retrofit | Plumbing | Services | Insulation | Pipe insulation | Water heater insulation | [14 empty] | DEER | $/ft | 0 | 3.59 | 4.34
NE1147 | Water Heating Systems | Insulation, Water Heating | Water heater insulation - Pipe insulation (Commercial) | Water heater insulation - Pipe insulation | Commercial | Plumbing | Services | Insulation | Pipe insulation | Water heater insulation | [14 empty] | DEER | $/ft | 0 | 0 | 1.58
NE1148 | Water Heating Systems | Insulation, Water Heating | Water heater insulation - Pipe insulation (Commercial Retrofit) | Water heater insulation - Pipe insulation | Commercial Retrofit | Plumbing | Services | Insulation | Pipe insulation | Water heater insulation | [14 empty] | DEER | $/ft | 0 | 3.59 | 1.58
NE1149 | Water Heating Systems | Insulation, Water Heating | Water heater insulation - Pipe insulation (Commercial) | Water heater insulation - Pipe insulation | Commercial | Plumbing | Services | Insulation | Pipe insulation | Water heater insulation | [14 empty] | DEER | $/ft | 0 | 0 | 1.58
NE1150 | Water Heating Systems | Insulation, Water Heating | Water heater insulation - Pipe insulation (Commercial Retrofit) | Water heater insulation - Pipe insulation | Commercial Retrofit | Plumbing | Services | Insulation | Pipe insulation | Water heater insulation | [14 empty] | DEER | $/ft | 0 | 3.59 | 1.58
NE1133 | Water Heating Systems | Insulation, Water Heating | Water heater insulation - Tank insulation (Residential) | Water heater insulation - Tank insulation | Residential | Plumbing | Services | Insulation | Tank insulation | Water heater insulation | [14 empty] | DEER | $/Unit | 0 | 0 | 24.99
NE1134 | Water Heating Systems | Insulation, Water Heating | Water heater insulation - Tank insulation (Residential) | Water heater insulation - Tank insulation | Residential | Plumbing | Services | Insulation | Tank insulation | Water heater insulation | [14 empty] | DEER | $/Unit | 0 | 53.51 | 24.99
NE1139 | Water Heating Systems | Insulation, Water Heating | Water heater insulation - Tank insulation (Commercial) | Water heater insulation - Tank insulation | Commercial | Plumbing | Services | Insulation | Tank insulation | Water heater insulation | [14 empty] | DEER | $/Unit | 0 | 0 | 22.98
NE1140 | Water Heating Systems | Insulation, Water Heating | Water heater insulation - Tank insulation (Commercial Retrofit) | Water heater insulation - Tank insulation | Commercial Retrofit | Plumbing | Services | Insulation | Tank insulation | Water heater insulation | [14 empty] | DEER | $/Unit | 0 | 53.51 | 22.98
NE1141 | Water Heating Systems | Insulation, Water Heating | Water heater insulation - Tank insulation (Commercial) | Water heater insulation - Tank insulation | Commercial | Plumbing | Services | Insulation | Tank insulation | Water heater insulation | [14 empty] | DEER | $/Unit | 0 | 0 | 22.98
NE1142 | Water Heating Systems | Insulation, Water Heating | Water heater insulation - Tank insulation (Commercial Retrofit) | Water heater insulation - Tank insulation | Commercial Retrofit | Plumbing | Services | Insulation | Tank insulation | Water heater insulation | [14 empty] | DEER | $/Unit | 0 | 53.51 | 22.98
NE1143 | Water Heating Systems | Insulation, Water Heating | Water heater insulation - Tank insulation (Commercial) | Water heater insulation - Tank insulation | Commercial | Plumbing | Services | Insulation | Tank insulation | Water heater insulation | [14 empty] | DEER | $/Unit | 0 | 0 | 24.64
NE1144 | Water Heating Systems | Insulation, Water Heating | Water heater insulation - Tank insulation (Commercial Retrofit) | Water heater insulation - Tank insulation | Commercial Retrofit | Plumbing | Services | Insulation | Tank insulation | Water heater insulation | [14 empty] | DEER | $/Unit | 0 | 53.51 | 24.64
NE1145 | Water Heating Systems | Insulation, Water Heating | Water heater insulation - Tank insulation (Commercial) | Water heater insulation - Tank insulation | Commercial | Plumbing | Services | Insulation | Tank insulation | Water heater insulation | [14 empty] | DEER | $/Unit | 0 | 0 | 24.64
NE1146 | Water Heating Systems | Insulation, Water Heating | Water heater insulation - Tank insulation (Commercial Retrofit) | Water heater insulation - Tank insulation | Commercial Retrofit | Plumbing | Services | Insulation | Tank insulation | Water heater insulation | [14 empty] | DEER | $/Unit | 0 | 53.51 | 24.64
NE0001 | Electrical | Lighting | Interior Lighting - CFL (Residential Retrofit) | Interior Lighting - CFL | Residential Retrofit | Electrical | Services | Lighting | CFL | Interior Lighting | [14 empty] | DEER | $/Lamp | 0 | 5.82 | 4.72
NE0002 | Electrical | Lighting | Interior Lighting - CFL (Residential Retrofit) | Interior Lighting - CFL | Residential Retrofit | Electrical | Services | Lighting | CFL | Interior Lighting | [14 empty] | DEER | $/Lamp | 0 | 5.82 | 4.95
NE0003 | Electrical | Lighting | Interior Lighting - CFL (Residential Retrofit) | Interior Lighting - CFL | Residential Retrofit | Electrical | Services | Lighting | CFL | Interior Lighting | [14 empty] | DEER | $/Lamp | 0 | 5.82 | 5.18
NE0004 | Electrical | Lighting | Interior Lighting - CFL (Residential Retrofit) | Interior Lighting - CFL | Residential Retrofit | Electrical | Services | Lighting | CFL | Interior Lighting | [14 empty] | DEER | $/Lamp | 0 | 5.82 | 5.4
NE0005 | Electrical | Lighting | Interior Lighting - CFL (Residential Retrofit) | Interior Lighting - CFL | Residential Retrofit | Electrical | Services | Lighting | CFL | Interior Lighting | [14 empty] | DEER | $/Lamp | 0 | 5.82 | 5.64
NE0006 | Electrical | Lighting | Interior Lighting - CFL (Residential Retrofit) | Interior Lighting - CFL | Residential Retrofit | Electrical | Services | Lighting | CFL | Interior Lighting | [14 empty] | DEER | $/Lamp | 0 | 5.82 | 5.75
NE0007 | Electrical | Lighting | Interior Lighting - CFL (Residential Retrofit) | Interior Lighting - CFL | Residential Retrofit | Electrical | Services | Lighting | CFL | Interior Lighting | [14 empty] | DEER | $/Lamp | 0 | 5.82 | 5.86
NE0008 | Electrical | Lighting | Interior Lighting - CFL (Residential Retrofit) | Interior Lighting - CFL | Residential Retrofit | Electrical | Services | Lighting | CFL | Interior Lighting | [14 empty] | DEER | $/Lamp | 0 | 5.82 | 5.97
NE0009 | Electrical | Lighting | Interior Lighting - CFL (Residential Retrofit) | Interior Lighting - CFL | Residential Retrofit | Electrical | Services | Lighting | CFL | Interior Lighting | [14 empty] | DEER | $/Lamp | 0 | 5.82 | 6.1
NE0010 | Electrical | Lighting | Interior Lighting - CFL (Residential Retrofit) | Interior Lighting - CFL | Residential Retrofit | Electrical | Services | Lighting | CFL | Interior Lighting | [14 empty] | DEER | $/Lamp | 0 | 5.82 | 6.21
NE0011 | Electrical | Lighting | Interior Lighting - CFL (Residential Retrofit) | Interior Lighting - CFL | Residential Retrofit | Electrical | Services | Lighting | CFL | Interior Lighting | [14 empty] | DEER | $/Lamp | 0 | 5.82 | 6.56
NE0012 | Electrical | Lighting | Interior Lighting - CFL (Residential Retrofit) | Interior Lighting - CFL | Residential Retrofit | Electrical | Services | Lighting | CFL | Interior Lighting | [14 empty] | DEER | $/Lamp | 0 | 5.82 | 6.67
NE0013 | Electrical | Lighting | Interior Lighting - CFL (Residential Retrofit) | Interior Lighting - CFL | Residential Retrofit | Electrical | Services | Lighting | CFL | Interior Lighting | [14 empty] | DEER | $/Lamp | 0 | 5.82 | 6.78
NE0014 | Electrical | Lighting | Interior Lighting - CFL (Residential Retrofit) | Interior Lighting - CFL | Residential Retrofit | Electrical | Services | Lighting | CFL | Interior Lighting | [14 empty] | DEER | $/Lamp | 0 | 5.82 | 6.9
NE0015 | Electrical | Lighting | Interior Lighting - CFL (Residential Retrofit) | Interior Lighting - CFL | Residential Retrofit | Electrical | Services | Lighting | CFL | Interior Lighting | [14 empty] | DEER | $/Lamp | 0 | 5.82 | 6.8
NE0016 | Electrical | Lighting | Interior Lighting - CFL (Residential Retrofit) | Interior Lighting - CFL | Residential Retrofit | Electrical | Services | Lighting | CFL | Interior Lighting | [14 empty] | DEER | $/Lamp | 0 | 5.82 | 7.23
NE0017 | Electrical | Lighting | Interior Lighting - CFL (Residential Retrofit) | Interior Lighting - CFL | Residential Retrofit | Electrical | Services | Lighting | CFL | Interior Lighting | [14 empty] | DEER | $/Lamp | 0 | 5.82 | 8.09
NE0018 | Electrical | Lighting | Interior Lighting - CFL (Residential Retrofit) | Interior Lighting - CFL | Residential Retrofit | Electrical | Services | Lighting | CFL | Interior Lighting | [14 empty] | DEER | $/Lamp | 0 | 5.82 | 10.68
NE0019 | Electrical | Lighting | Interior Lighting - CFL (Residential Retrofit) | Interior Lighting - CFL | Residential Retrofit | Electrical | Services | Lighting | CFL | Interior Lighting | [14 empty] | DEER | $/Lamp | 0 | 5.82 | 12.41
NE0020 | Electrical | Lighting | Exterior Lighting - CFL (Residential Retrofit) | Exterior Lighting - CFL | Residential Retrofit | Electrical | Services | Lighting | CFL | Exterior Lighting | [14 empty] | DEER | $/Lamp | 0 | 5.82 | 6.12
NE0021 | Electrical | Lighting | Exterior Lighting - CFL (Residential Retrofit) | Exterior Lighting - CFL | Residential Retrofit | Electrical | Services | Lighting | CFL | Exterior Lighting | [14 empty] | DEER | $/Lamp | 0 | 5.82 | 6.35
NE0022 | Electrical | Lighting | Exterior Lighting - CFL (Residential Retrofit) | Exterior Lighting - CFL | Residential Retrofit | Electrical | Services | Lighting | CFL | Exterior Lighting | [14 empty] | DEER | $/Lamp | 0 | 5.82 | 6.58
NE0023 | Electrical | Lighting | Exterior Lighting - CFL (Residential Retrofit) | Exterior Lighting - CFL | Residential Retrofit | Electrical | Services | Lighting | CFL | Exterior Lighting | [14 empty] | DEER | $/Lamp | 0 | 5.82 | 6.81
NE0024 | Electrical | Lighting | Exterior Lighting - CFL (Residential Retrofit) | Exterior Lighting - CFL | Residential Retrofit | Electrical | Services | Lighting | CFL | Exterior Lighting | [14 empty] | DEER | $/Lamp | 0 | 5.82 | 7.04
NE0025 | Electrical | Lighting | Exterior Lighting - CFL (Residential Retrofit) | Exterior Lighting - CFL | Residential Retrofit | Electrical | Services | Lighting | CFL | Exterior Lighting | [14 empty] | DEER | $/Lamp | 0 | 5.82 | 7.15
NE0026 | Electrical | Lighting | Exterior Lighting - CFL (Residential Retrofit) | Exterior Lighting - CFL | Residential Retrofit | Electrical | Services | Lighting | CFL | Exterior Lighting | [14 empty] | DEER | $/Lamp | 0 | 5.82 | 7.26
NE0027 | Electrical | Lighting | Exterior Lighting - CFL (Residential Retrofit) | Exterior Lighting - CFL | Residential Retrofit | Electrical | Services | Lighting | CFL | Exterior Lighting | [14 empty] | DEER | $/Lamp | 0 | 5.82 | 7.39
NE0028 | Electrical | Lighting | Exterior Lighting - CFL (Residential Retrofit) | Exterior Lighting - CFL | Residential Retrofit | Electrical | Services | Lighting | CFL | Exterior Lighting | [14 empty] | DEER | $/Lamp | 0 | 5.82 | 7.61
NE0029 | Electrical | Lighting | Exterior Lighting - CFL (Residential Retrofit) | Exterior Lighting - CFL | Residential Retrofit | Electrical | Services | Lighting | CFL | Exterior Lighting | [14 empty] | DEER | $/Lamp | 0 | 5.82 | 7.96
NE0030 | Electrical | Lighting | Exterior Lighting - CFL (Residential Retrofit) | Exterior Lighting - CFL | Residential Retrofit | Electrical | Services | Lighting | CFL | Exterior Lighting | [14 empty] | DEER | $/Lamp | 0 | 5.82 | 8.18
NE0031 | Electrical | Lighting | Exterior Lighting - CFL (Residential Retrofit) | Exterior Lighting - CFL | Residential Retrofit | Electrical | Services | Lighting | CFL | Exterior Lighting | [14 empty] | DEER | $/Lamp | 0 | 5.82 | 8.31
NE0032 | Electrical | Lighting | Exterior Lighting - CFL (Residential Retrofit) | Exterior Lighting - CFL | Residential Retrofit | Electrical | Services | Lighting | CFL | Exterior Lighting | [14 empty] | DEER | $/Lamp | 0 | 5.82 | 8.53
NE0033 | Electrical | Lighting | Interior Lighting - CFL (Residential Retrofit) | Interior Lighting - CFL | Residential Retrofit | Electrical | Services | Lighting | CFL | Interior Lighting | [14 empty] | DEER | $/Lamp | 0 | 5.82 | 14.51
NE0034 | Electrical | Lighting | Interior Lighting - CFL (Residential Retrofit) | Interior Lighting - CFL | Residential Retrofit | Electrical | Services | Lighting | CFL | Interior Lighting | [14 empty] | DEER | $/Lamp | 0 | 5.82 | 14.51
NE0313 | Appliances | Appliances | Dishwashers - Dishwasher (Residential Retrofit) | Dishwashers - Dishwasher | Residential Retrofit | Equipment | Equipment and Furnishing | Appliances | Dishwasher | Dishwashers | [9 empty] | 0.65 |  |  |  |  | DEER | $/Unit | 0 | 109.2 | 508.89
NE0314 | Appliances | Appliances | Dishwashers - Dishwasher (Residential Retrofit) | Dishwashers - Dishwasher | Residential Retrofit | Equipment | Equipment and Furnishing | Appliances | Dishwasher | Dishwashers | [9 empty] | 0.88 |  |  |  |  | DEER | $/Unit | 0 | 109.2 | 422.93
NE0315 | Appliances | Appliances | Dishwashers - Dishwasher (Residential Retrofit) | Dishwashers - Dishwasher | Residential Retrofit | Equipment | Equipment and Furnishing | Appliances | Dishwasher | Dishwashers | [9 empty] | 0.88 |  |  |  |  | DEER | $/Unit | 0 | 109.2 | 422.93
NE0316 | Appliances | Appliances | Dishwashers - Dishwasher (Residential Retrofit) | Dishwashers - Dishwasher | Residential Retrofit | Equipment | Equipment and Furnishing | Appliances | Dishwasher | Dishwashers | [9 empty] | 0.65 |  |  |  |  | DEER | $/Unit | 0 | 119.12 | 508.89
NE0317 | Appliances | Appliances | Dishwashers - Dishwasher (Residential Retrofit) | Dishwashers - Dishwasher | Residential Retrofit | Equipment | Equipment and Furnishing | Appliances | Dishwasher | Dishwashers | [9 empty] | 0.65 |  |  |  |  | DEER | $/Unit | 0 | 119.12 | 508.89
NE0318 | Appliances | Appliances | Dishwashers - Dishwasher (Residential Retrofit) | Dishwashers - Dishwasher | Residential Retrofit | Equipment | Equipment and Furnishing | Appliances | Dishwasher | Dishwashers | [9 empty] | 0.88 |  |  |  |  | DEER | $/Unit | 0 | 119.12 | 422.93
NE0319 | Appliances | Appliances | Dishwashers - Dishwasher (Residential Retrofit) | Dishwashers - Dishwasher | Residential Retrofit | Equipment | Equipment and Furnishing | Appliances | Dishwasher | Dishwashers | [9 empty] | 0.88 |  |  |  |  | DEER | $/Unit | 0 | 119.12 | 422.93
NE0320 | Appliances | Appliances | Dishwashers - Dishwasher (Residential Retrofit) | Dishwashers - Dishwasher | Residential Retrofit | Equipment | Equipment and Furnishing | Appliances | Dishwasher | Dishwashers | [14 empty] | DEER | $/Unit | 0 | 114.16 | 542.01
NE0321 | Appliances | Appliances | Dishwashers - Dishwasher (Residential Retrofit) | Dishwashers - Dishwasher | Residential Retrofit | Equipment | Equipment and Furnishing | Appliances | Dishwasher | Dishwashers | [14 empty] | DEER | $/Unit | 0 | 114.16 | 682.02
NE0322 | Appliances | Appliances | Dishwashers - Dishwasher (Residential Retrofit) | Dishwashers - Dishwasher | Residential Retrofit | Equipment | Equipment and Furnishing | Appliances | Dishwasher | Dishwashers | [14 empty] | DEER | $/Unit | 0 | 114.16 | 444.53
NE0323 | Appliances | Appliances | Dishwashers - Dishwasher (Residential Retrofit) | Dishwashers - Dishwasher | Residential Retrofit | Equipment | Equipment and Furnishing | Appliances | Dishwasher | Dishwashers | [14 empty] | DEER | $/Unit | 0 | 114.16 | 694.21
NE0324 | Appliances | Appliances | Dishwashers - Dishwasher (Residential Retrofit) | Dishwashers - Dishwasher | Residential Retrofit | Equipment | Equipment and Furnishing | Appliances | Dishwasher | Dishwashers | [14 empty] | DEER | $/Unit | 0 | 114.16 | 542.01
NE0325 | Appliances | Appliances | Dishwashers - Dishwasher (Residential Retrofit) | Dishwashers - Dishwasher | Residential Retrofit | Equipment | Equipment and Furnishing | Appliances | Dishwasher | Dishwashers | [14 empty] | DEER | $/Unit | 0 | 114.16 | 682.02
NE0326 | Appliances | Appliances | Dishwashers - Dishwasher (Residential Retrofit) | Dishwashers - Dishwasher | Residential Retrofit | Equipment | Equipment and Furnishing | Appliances | Dishwasher | Dishwashers | [9 empty] | 0.46 |  |  |  |  | DEER | $/Unit | 0 | 114.16 | 227.68
NE0327 | Appliances | Appliances | Dishwashers - Dishwasher (Residential Retrofit) | Dishwashers - Dishwasher | Residential Retrofit | Equipment | Equipment and Furnishing | Appliances | Dishwasher | Dishwashers | [9 empty] | 0.46 |  |  |  |  | DEER | $/Unit | 0 | 114.16 | 227.68
NE0328 | Appliances | Appliances | Dishwashers - Dishwasher (Residential Retrofit) | Dishwashers - Dishwasher | Residential Retrofit | Equipment | Equipment and Furnishing | Appliances | Dishwasher | Dishwashers | [9 empty] | 0.62 |  |  |  |  | DEER | $/Unit | 0 | 114.16 | 286.14
NE0329 | Appliances | Appliances | Dishwashers - Dishwasher (Residential Retrofit) | Dishwashers - Dishwasher | Residential Retrofit | Equipment | Equipment and Furnishing | Appliances | Dishwasher | Dishwashers | [9 empty] | 0.62 |  |  |  |  | DEER | $/Unit | 0 | 114.16 | 286.14
NE0330 | Appliances | Appliances | Dishwashers - Dishwasher (Residential Retrofit) | Dishwashers - Dishwasher | Residential Retrofit | Equipment | Equipment and Furnishing | Appliances | Dishwasher | Dishwashers | [9 empty] | 0.45 |  |  |  |  | DEER | $/Unit | 0 | 114.16 | 214.92
NE0331 | Appliances | Appliances | Dishwashers - Dishwasher (Residential Retrofit) | Dishwashers - Dishwasher | Residential Retrofit | Equipment | Equipment and Furnishing | Appliances | Dishwasher | Dishwashers | [9 empty] | 0.45 |  |  |  |  | DEER | $/Unit | 0 | 114.16 | 214.92
NE0332 | Appliances | Appliances | Dishwashers - Dishwasher (Residential Retrofit) | Dishwashers - Dishwasher | Residential Retrofit | Equipment | Equipment and Furnishing | Appliances | Dishwasher | Dishwashers | [9 empty] | 0.61 |  |  |  |  | DEER | $/Unit | 0 | 114.16 | 280.89
NE0333 | Appliances | Appliances | Dishwashers - Dishwasher (Residential Retrofit) | Dishwashers - Dishwasher | Residential Retrofit | Equipment | Equipment and Furnishing | Appliances | Dishwasher | Dishwashers | [9 empty] | 0.61 |  |  |  |  | DEER | $/Unit | 0 | 114.16 | 280.89
NE0356 | Appliances | Appliances | Refrigeration - Freezer (Residential Retrofit) | Refrigeration - Freezer | Residential Retrofit | Equipment | Equipment and Furnishing | Appliances | Freezer | Refrigeration | [14 empty] | DEER | $/Unit | 0 | 89.35 | 620.07
NE0357 | Appliances | Appliances | Refrigeration - Freezer (Residential Retrofit) | Refrigeration - Freezer | Residential Retrofit | Equipment | Equipment and Furnishing | Appliances | Freezer | Refrigeration | [14 empty] | DEER | $/Unit | 0 | 89.35 | 428.56
NE0358 | Appliances | Appliances | Refrigeration - Freezer (Residential Retrofit) | Refrigeration - Freezer | Residential Retrofit | Equipment | Equipment and Furnishing | Appliances | Freezer | Refrigeration | [14 empty] | DEER | $/Unit | 0 | 89.35 | 502.16
NE0347 | Appliances | Appliances | Refrigeration - Refrigerator (Residential Retrofit) | Refrigeration - Refrigerator | Residential Retrofit | Equipment | Equipment and Furnishing | Appliances | Refrigerator | Refrigeration | [14 empty] | DEER | $/Unit | 0 | 89.35 | 1075.83
NE0348 | Appliances | Appliances | Refrigeration - Refrigerator (Residential Retrofit) | Refrigeration - Refrigerator | Residential Retrofit | Equipment | Equipment and Furnishing | Appliances | Refrigerator | Refrigeration | [14 empty] | DEER | $/Unit | 0 | 89.35 | 1349.87
NE0349 | Appliances | Appliances | Refrigeration - Refrigerator (Residential Retrofit) | Refrigeration - Refrigerator | Residential Retrofit | Equipment | Equipment and Furnishing | Appliances | Refrigerator | Refrigeration | [14 empty] | DEER | $/Unit | 0 | 89.35 | 518.14
NE0350 | Appliances | Appliances | Refrigeration - Refrigerator (Residential Retrofit) | Refrigeration - Refrigerator | Residential Retrofit | Equipment | Equipment and Furnishing | Appliances | Refrigerator | Refrigeration | [14 empty] | DEER | $/Unit | 0 | 89.35 | 610.6
NE0351 | Appliances | Appliances | Refrigeration - Refrigerator (Residential Retrofit) | Refrigeration - Refrigerator | Residential Retrofit | Equipment | Equipment and Furnishing | Appliances | Refrigerator | Refrigeration | [14 empty] | DEER | $/Unit | 0 | 89.35 | 778.99
NE0352 | Appliances | Appliances | Refrigeration - Refrigerator (Residential Retrofit) | Refrigeration - Refrigerator | Residential Retrofit | Equipment | Equipment and Furnishing | Appliances | Refrigerator | Refrigeration | [14 empty] | DEER | $/Unit | 0 | 89.35 | 1057.68
NE0353 | Appliances | Appliances | Refrigeration - Refrigerator (Residential Retrofit) | Refrigeration - Refrigerator | Residential Retrofit | Equipment | Equipment and Furnishing | Appliances | Refrigerator | Refrigeration | [14 empty] | DEER | $/Unit | 0 | 89.35 | 1259.09
NE0354 | Appliances | Appliances | Refrigeration - Refrigerator (Residential Retrofit) | Refrigeration - Refrigerator | Residential Retrofit | Equipment | Equipment and Furnishing | Appliances | Refrigerator | Refrigeration | [14 empty] | DEER | $/Unit | 0 | 89.35 | 1912.11
NE0355 | Appliances | Appliances | Refrigeration - Refrigerator (Residential Retrofit) | Refrigeration - Refrigerator | Residential Retrofit | Equipment | Equipment and Furnishing | Appliances | Refrigerator | Refrigeration | [14 empty] | DEER | $/Unit | 0 | 89.35 | 2159.74
NE1351 | HVAC Systems | Ducts | Duct Insulation - Blanket type duct insulation (Residential) | Duct Insulation - Blanket type duct insulation | Residential | HVAC | Services | Ducts | Blanket type duct insulation | Duct Insulation | [14 empty] | Faithful + Gould | $/ft2 | 0 | 0 | 0.24
NE1352 | HVAC Systems | Ducts | Duct Insulation - Blanket type duct insulation (Residential) | Duct Insulation - Blanket type duct insulation | Residential | HVAC | Services | Ducts | Blanket type duct insulation | Duct Insulation | [14 empty] | Faithful + Gould | $/ft2 | 0 | 0 | 0.25
NE1353 | HVAC Systems | Ducts | Duct Insulation - Blanket type duct insulation (Residential) | Duct Insulation - Blanket type duct insulation | Residential | HVAC | Services | Ducts | Blanket type duct insulation | Duct Insulation | [14 empty] | Faithful + Gould | $/ft2 | 0 | 0 | 0.32
NE1354 | HVAC Systems | Ducts | Duct Insulation - Blanket type duct insulation (Residential) | Duct Insulation - Blanket type duct insulation | Residential | HVAC | Services | Ducts | Blanket type duct insulation | Duct Insulation | [14 empty] | Faithful + Gould | $/ft2 | 0 | 0 | 0.39
NE1181 | HVAC Systems | Ducts | Duct Sealing - Ducts (Residential Retrofit) | Duct Sealing - Ducts | Residential Retrofit | HVAC | Services | Ducts | Ducts | Duct Sealing | [14 empty] | DEER | $/Household | 0 | 436.71 | 55.1
NE1182 | HVAC Systems | Ducts | Duct Sealing - Ducts (Residential Retrofit) | Duct Sealing - Ducts | Residential Retrofit | HVAC | Services | Ducts | Ducts | Duct Sealing | [14 empty] | DEER | $/Household | 0 | 436.71 | 55.1
NE1183 | HVAC Systems | Ducts | Duct Sealing - Ducts (Residential Retrofit) | Duct Sealing - Ducts | Residential Retrofit | HVAC | Services | Ducts | Ducts | Duct Sealing | [14 empty] | DEER | $/Household | 0 | 189.24 | 23.61
NE1184 | HVAC Systems | Ducts | Duct Sealing - Ducts (Residential Retrofit) | Duct Sealing - Ducts | Residential Retrofit | HVAC | Services | Ducts | Ducts | Duct Sealing | [14 empty] | DEER | $/Household | 0 | 189.24 | 23.61
NE1355 | HVAC Systems | Ducts | Duct Sealing - Mastic duct sealer with membrane (Residential) | Duct Sealing - Mastic duct sealer with membrane | Residential | HVAC | Services | Ducts | Ducts | Duct Sealing | [14 empty] | Faithful + Gould | $/Unit | 0 | 0 | 2.92
NE1290 | HVAC Systems | HVAC Controls | Thermostat - Non-programmable Thermostat (Residential Retrofit) | Thermostat - Non-programmable Thermostat | Residential Retrofit | HVAC | Services | HVAC Controls | Thermostat | Thermostat | [14 empty] | DEER | $/Unit | 0 | 55.83 | 36.21
NE1289 | HVAC Systems | HVAC Controls | Thermostat - Programmable Thermostat (Residential Retrofit) | Thermostat - Programmable Thermostat | Residential Retrofit | HVAC | Services | HVAC Controls | Thermostat | Thermostat | [14 empty] | DEER | $/Unit | 0 | 55.83 | 61.47
NE1380 | HVAC Systems | HVAC Controls | Thermostat - Provide and install Touch Screen Thermostat (Residential) | Thermostat - Provide and install Touch Screen Thermostat | Residential | HVAC | Services | HVAC Controls | Thermostat | Thermostat | [14 empty] | Faithful + Gould | $/Unit | 0 | 0 | 103.87
NE1291 | HVAC Systems | HVAC Controls | Thermostat - Setback programmable Thermostat (Commercial Retrofit) | Thermostat - Setback programmable Thermostat | Commercial Retrofit | HVAC | Services | HVAC Controls | Thermostat | Thermostat | [14 empty] | DEER | $/Unit | 0 | 55.83 | 93.02
NE1131 | Water Heating Systems | Insulation, Water Heating | Water heater insulation - Pipe insulation (Residential) | Water heater insulation - Pipe insulation | Residential | Plumbing | Services | Insulation | Pipe insulation | Water heater insulation | [14 empty] | DEER | $/ft | 0 | 0 | 0.87
NE1132 | Water Heating Systems | Insulation, Water Heating | Water heater insulation - Pipe insulation (Residential Retrofit) | Water heater insulation - Pipe insulation | Residential Retrofit | Plumbing | Services | Insulation | Pipe insulation | Water heater insulation | [14 empty] | DEER | $/ft | 0 | 3.59 | 0.87
NE1135 | Water Heating Systems | Insulation, Water Heating | Water heater insulation - Pipe insulation (Commercial) | Water heater insulation - Pipe insulation | Commercial | Plumbing | Services | Insulation | Pipe insulation | Water heater insulation | [14 empty] | DEER | $/ft | 0 | 0 | 4.34
NE1136 | Water Heating Systems | Insulation, Water Heating | Water heater insulation - Pipe insulation (Commercial Retrofit) | Water heater insulation - Pipe insulation | Commercial Retrofit | Plumbing | Services | Insulation | Pipe insulation | Water heater insulation | [14 empty] | DEER | $/ft | 0 | 3.59 | 4.34
Water heater - Storage WH (Residential Retrofit) | Water Heating Systems | Water Heating | Water heater - Storage WH (Residential Retrofit) | Water heater - Storage WH | Residential Retrofit |  |  |  | Storage WH | [15 empty] | DEER
Water heater - Storage WH (Residential) | Water Heating Systems | Water Heating | Water heater - Storage WH (Residential) | Water heater - Storage WH | Residential |  |  |  | Storage WH | [15 empty] | DEER
Water heater insulation - Pipe insulation (Commercial Retrofit) | Water Heating Systems | Insulation, Water Heating | Water heater insulation - Pipe insulation (Commercial Retrofit) | Water heater insulation - Pipe insulation | Commercial Retrofit |  |  |  | Pipe insulation | [15 empty] | DEER
Water heater insulation - Pipe insulation (Commercial) | Water Heating Systems | Insulation, Water Heating | Water heater insulation - Pipe insulation (Commercial) | Water heater insulation - Pipe insulation | Commercial |  |  |  | Pipe insulation | [15 empty] | DEER
Water heater insulation - Pipe insulation (Residential Retrofit) | Water Heating Systems | Insulation, Water Heating | Water heater insulation - Pipe insulation (Residential Retrofit) | Water heater insulation - Pipe insulation | Residential Retrofit |  |  |  | Pipe insulation | [15 empty] | DEER
Water heater insulation - Pipe insulation (Residential) | Water Heating Systems | Insulation, Water Heating | Water heater insulation - Pipe insulation (Residential) | Water heater insulation - Pipe insulation | Residential |  |  |  | Pipe insulation | [15 empty] | DEER
Water heater insulation - Tank insulation (Commercial Retrofit) | Water Heating Systems | Insulation, Water Heating | Water heater insulation - Tank insulation (Commercial Retrofit) | Water heater insulation - Tank insulation | Commercial Retrofit |  |  |  | Tank insulation | [15 empty] | DEER
Water heater insulation - Tank insulation (Commercial) | Water Heating Systems | Insulation, Water Heating | Water heater insulation - Tank insulation (Commercial) | Water heater insulation - Tank insulation | Commercial |  |  |  | Tank insulation | [15 empty] | DEER
Water heater insulation - Tank insulation (Residential) | Water Heating Systems | Insulation, Water Heating | Water heater insulation - Tank insulation (Residential) | Water heater insulation - Tank insulation | Residential |  |  |  | Tank insulation | [15 empty] | DEER
Window awnings (Residential) | Sun Control Devices | Sun Control Devices | Window awnings (Residential) | Window awnings | Residential |  |  |  | Window awnings | [15 empty] | Faithful + Gould
Windows - Composite casement (Residential) | Windows | Windows | Windows - Composite casement (Residential) | Windows - Composite casement | Residential |  |  |  | Windows | [15 empty] | Faithful + Gould
Windows - Fiberglass casement (Residential) | Windows | Windows | Windows - Fiberglass casement (Residential) | Windows - Fiberglass casement | Residential |  |  |  | Windows | [15 empty] | Faithful + Gould
Windows - Vinyl casement (Residential) | Windows | Windows | Windows - Vinyl casement (Residential) | Windows - Vinyl casement | Residential |  |  |  | Windows | [15 empty] | Faithful + Gould
Windows - Vinyl frame (Residential) | Windows | Windows | Windows - Vinyl frame (Residential) | Windows - Vinyl frame | Residential |  |  |  | Windows | [15 empty] | ASHRAE 90.2
Windows - Wood frame (Residential) | Windows | Windows | Windows - Wood frame (Residential) | Windows - Wood frame | Residential |  |  |  | Windows | [15 empty] | ASHRAE 90.2
Windows - Wood/clad casement (Residential) | Windows | Windows | Windows - Wood/clad casement (Residential) | Windows - Wood/clad casement | Residential |  |  |  | Windows | [15 empty] | Faithful + Gould
PV Arrays - Intermodule Cables (Residential) | PV Arrays | Cables | PV Arrays - Intermodule Cables (Residential) | PV Arrays - Intermodule Cables | Residential |  |  |  | Intermodule Cables | [15 empty] | Faithful + Gould
PV Arrays - Inverter (Residential) | PV Arrays | Solar Inverters | PV Arrays - Inverter (Residential) | PV Arrays - Inverter | Residential |  |  |  | Inverter | [15 empty] | Faithful + Gould
PV Arrays - Inverter Cables (Residential) | PV Arrays | Cables | PV Arrays - Inverter Cables (Residential) | PV Arrays - Inverter Cables | Residential |  |  |  | Inverter Cables | [15 empty] | Faithful + Gould
PV Arrays - Mounting rail (Residential) | PV Arrays | Mounting (Roof/Ground) | PV Arrays - Mounting rail (Residential) | PV Arrays - Mounting rail | Residential |  |  |  | Mounting rail | [15 empty] | Faithful + Gould
PV Arrays - Solar battery (Residential) | PV Arrays | Solar Batteries & Enclosures | PV Arrays - Solar battery (Residential) | PV Arrays - Solar battery | Residential |  |  |  | Solar battery | [15 empty] | Faithful + Gould
PV Arrays - Solar Module (Residential) | PV Arrays | Solar Panles | PV Arrays - Solar Module (Residential) | PV Arrays - Solar Module | Residential |  |  |  | Solar Module | [15 empty] | Faithful + Gould
PV Arrays - Wired Remote Display (Residential) | PV Arrays | Solar Controllers | PV Arrays - Wired Remote Display (Residential) | PV Arrays - Wired Remote Display | Residential |  |  |  | Wired Remote Display | [15 empty] | Faithful + Gould
PV Arrays - Wireless Remote Display (Residential) | PV Arrays | Solar Controllers | PV Arrays - Wireless Remote Display (Residential) | PV Arrays - Wireless Remote Display | Residential |  |  |  | Wireless Remote Display | [15 empty] | Faithful + Gould
Refrigerant - Refrigerant Charge Verification (Residential) | Testing and Balancing | Testing | Refrigerant - Refrigerant Charge Verification (Residential) | Refrigerant - Refrigerant Charge Verification | Residential |  |  |  | Refrigerant Charge Verification | [15 empty] | Faithful + Gould
Refrigeration - Freezer (Residential Retrofit) | Appliances | Appliances | Refrigeration - Freezer (Residential Retrofit) | Refrigeration - Freezer | Residential Retrofit |  |  |  | Freezer | [15 empty] | DEER
Refrigeration - Refrigerator (Residential Retrofit) | Appliances | Appliances | Refrigeration - Refrigerator (Residential Retrofit) | Refrigeration - Refrigerator | Residential Retrofit |  |  |  | Refrigerator | [15 empty] | DEER
Roofs-Wood frame - Ceiling Assembly (Multi-Family) | Roofs | Roofs | Roofs-Wood frame - Ceiling Assembly (Multi-Family) | Roofs-Wood frame - Ceiling Assembly | Multifamily |  |  |  | Ceiling Assembly | [15 empty] | ASHRAE 90.2
Roofs-Wood frame - Ceiling Assembly (Residential) | Roofs | Roofs | Roofs-Wood frame - Ceiling Assembly (Residential) | Roofs-Wood frame - Ceiling Assembly | Residential |  |  |  | Ceiling Assembly | [15 empty] | ASHRAE 90.2
Roofs-Wood frame - Insulation only (Residential) | Roofs | Roofs | Roofs-Wood frame - Insulation only (Residential) | Roofs-Wood frame - Insulation only | Residential |  |  |  | Insulation - Roof (Ceiling/Attic) | [15 empty] | Faithful + Gould
Skylights (Residential) | Skylights | Skylights | Skylights (Residential) | Skylights | Residential |  |  |  | Skylights | [15 empty] | Faithful + Gould
Thermostat - Non-programmable Thermostat (Residential Retrofit) | HVAC Systems | HVAC Controls | Thermostat - Non-programmable Thermostat (Residential Retrofit) | Thermostat - Non-programmable Thermostat | Residential Retrofit |  |  |  | Thermostat | [15 empty] | DEER
Thermostat - Programmable Thermostat (Residential Retrofit) | HVAC Systems | HVAC Controls | Thermostat - Programmable Thermostat (Residential Retrofit) | Thermostat - Programmable Thermostat | Residential Retrofit |  |  |  | Thermostat | [15 empty] | DEER
Thermostat - Provide and install Touch Screen Thermostat (Residential) | HVAC Systems | HVAC Controls | Thermostat - Provide and install Touch Screen Thermostat (Residential) | Thermostat - Provide and install Touch Screen Thermostat | Residential |  |  |  | Thermostat | [15 empty] | Faithful + Gould
Thermostat - Setback programmable Thermostat (Commercial Retrofit) | HVAC Systems | HVAC Controls | Thermostat - Setback programmable Thermostat (Commercial Retrofit) | Thermostat - Setback programmable Thermostat | Commercial Retrofit |  |  |  | Thermostat | [15 empty] | DEER
Walls Above Grade - Insulation only (Residential) | Exterior Walls | Walls Above Grade | Walls Above Grade - Insulation only (Residential) | Walls Above Grade - Insulation only | Residential |  |  |  | Insulation only - Walls | [15 empty] | Faithful + Gould
Walls Above Grade -Insulation only - Sheathing (Residential) | Exterior Walls | Walls Above Grade | Walls Above Grade -Insulation only - Sheathing (Residential) | Walls Above Grade -Insulation only - Sheathing | Residential |  |  |  | Insulation only - Sheathing | [15 empty] | Faithful + Gould
Walls Above Grade -Insulation only - Walls (Residential) | Exterior Walls | Walls Above Grade | Walls Above Grade -Insulation only - Walls (Residential) | Walls Above Grade -Insulation only - Walls | Residential |  |  |  | Insulation only - Walls | [15 empty] | Faithful + Gould
Walls Below Grade - Insulation only (Residential) | Foundation | Walls Below Grade | Walls Below Grade - Insulation only (Residential) | Walls Below Grade - Insulation only | Residential |  |  |  | Insulation only - Walls | [15 empty] | Faithful + Gould
Walls-Steel Frame - Wall Assembly (Multi-Family) | Exterior Walls | Walls Above Grade | Walls-Steel Frame - Wall Assembly (Multi-Family) | Walls-Steel Frame - Wall Assembly | Multifamily |  |  |  | Wall Assembly | [15 empty] | ASHRAE 90.2
Walls-Steel Frame - Wall Assembly (Residential) | Exterior Walls | Walls Above Grade | Walls-Steel Frame - Wall Assembly (Residential) | Walls-Steel Frame - Wall Assembly | Residential |  |  |  | Wall Assembly | [15 empty] | ASHRAE 90.2
Walls-Vapor Barrier - Air infiltration barrier (Residential) | Exterior Walls | Walls Above Grade | Walls-Vapor Barrier - Air infiltration barrier (Residential) | Walls-Vapor Barrier - Air infiltration barrier | Residential |  |  |  | Air infiltration barrier | [15 empty] | Faithful + Gould
Walls-Vapor Barrier - Envelope sealant (Residential) | Exterior Walls | Walls Above Grade | Walls-Vapor Barrier - Envelope sealant (Residential) | Walls-Vapor Barrier - Envelope sealant | Residential |  |  |  | Envelope sealant | [15 empty] | Faithful + Gould
Walls-Wood Frame - Insulation only (Residential) | Exterior Walls | Walls Above Grade | Walls-Wood Frame - Insulation only (Residential) | Walls-Wood Frame - Insulation only (Home Depot) | Residential |  |  |  | Insulation only - Walls | [15 empty] | Home Depot
Walls-Wood Frame - Siding (Residential) | Exterior Walls | Walls Above Grade | Walls-Wood Frame - Siding (Residential) | Walls-Wood Frame - Siding | Residential |  |  |  | Siding | [15 empty] | Faithful + Gould
Walls-Wood Frame - Vapor Barrier (Residential) | Exterior Walls | Walls Above Grade | Walls-Wood Frame - Vapor Barrier (Residential) | Walls-Wood Frame - Vapor Barrier | Residential |  |  |  | Vapor Barrier | [15 empty] | Faithful + Gould
Walls-Wood Frame - Wall Assembly (Multi-Family) | Exterior Walls | Walls Above Grade | Walls-Wood Frame - Wall Assembly (Multi-Family) | Walls-Wood Frame - Wall Assembly | Multifamily |  |  |  | Wall Assembly | [15 empty] | ASHRAE 90.2
Walls-Wood Frame - Wall Assembly (Residential) | Exterior Walls | Walls Above Grade | Walls-Wood Frame - Wall Assembly (Residential) | Walls-Wood Frame - Wall Assembly | Residential |  |  |  | Wall Assembly | [15 empty] | Faithful + Gould
Walls-Wood Frame - Wall Board (Residential) | Exterior Walls | Walls Above Grade | Walls-Wood Frame - Wall Board (Residential) | Walls-Wood Frame - Wall Board | Residential |  |  |  | Wall Board | [15 empty] | Faithful + Gould
Walls-Wood Frame - Wall Sheathing (Residential) | Exterior Walls | Walls Above Grade | Walls-Wood Frame - Wall Sheathing (Residential) | Walls-Wood Frame - Wall Sheathing | Residential |  |  |  | Wall Sheathing | [15 empty] | Faithful + Gould
Water heater - Double Element Side Connect Mobile Home water heater (Residential) | Water Heating Systems | Water Heating | Water heater - Double Element Side Connect Mobile Home water heater (Residential) | Water heater - Double Element Side Connect Mobile Home water heater | Residential |  |  |  | Water Heater | [15 empty] | Faithful + Gould
Water heater - Double Element water heater (Residential) | Water Heating Systems | Water Heating | Water heater - Double Element water heater (Residential) | Water heater - Double Element water heater | Residential |  |  |  | Water Heater | [15 empty] | Faithful + Gould
Water heater - Gas Water heater (Residential) | Water Heating Systems | Water Heating | Water heater - Gas Water heater (Residential) | Water heater - Gas Water heater | Residential |  |  |  | Water Heater | [15 empty] | Faithful + Gould
Water heater - High Efficiency (Residential) | Water Heating Systems | Water Heating | Water heater - High Efficiency (Residential) | Water heater - High Efficiency | Residential |  |  |  | High Efficiency | [15 empty] | Faithful + Gould
Water heater - Instantaneous WH (Commercial Retrofit) | Water Heating Systems | Water Heating | Water heater - Instantaneous WH (Commercial Retrofit) | Water heater - Instantaneous WH (DEER) | Commercial Retrofit |  |  |  | Instantaneous WH (DEER) | [15 empty] | DEER
Water heater - Instantaneous WH (Commercial) | Water Heating Systems | Water Heating | Water heater - Instantaneous WH (Commercial) | Water heater - Instantaneous WH (DEER) | Commercial |  |  |  | Instantaneous WH (DEER) | [15 empty] | DEER
Water heater - Instantaneous WH (Residential Retrofit) | Water Heating Systems | Water Heating | Water heater - Instantaneous WH (Residential Retrofit) | Water heater - Instantaneous WH (DEER) | Residential Retrofit |  |  |  | Instantaneous WH (DEER) | [15 empty] | DEER
Water heater - Instantaneous WH (Residential) | Water Heating Systems | Water Heating | Water heater - Instantaneous WH (Residential) | Water heater - Instantaneous WH (Faithful + Gould) | Residential |  |  |  | Instantaneous WH (Faithful + Gould) | [15 empty] | Faithful + Gould
Water heater - Liquid Propane Water heater (Residential) | Water Heating Systems | Water Heating | Water heater - Liquid Propane Water heater (Residential) | Water heater - Liquid Propane Water heater | Residential |  |  |  | Liquid Propane Water heater - Liquid Propane Water heater | [15 empty] | Faithful + Gould
Water heater - Solar Assisted WH (Residential) | Water Heating Systems | Water Heating | Water heater - Solar Assisted WH (Residential) | Water heater - Solar Assisted WH | Residential |  |  |  | Solar Assisted WH | [15 empty] | Faithful + Gould
Water heater - Storage WH (Commercial Retrofit) | Water Heating Systems | Water Heating | Water heater - Storage WH (Commercial Retrofit) | Water heater - Storage WH | Commercial Retrofit |  |  |  | Storage WH | [15 empty] | DEER
Water heater - Storage WH (Commercial) | Water Heating Systems | Water Heating | Water heater - Storage WH (Commercial) | Water heater - Storage WH | Commercial |  |  |  | Storage WH | [15 empty] | DEER
Foundation-Masonry - Wall Sheathing (Residential) | Foundation | Walls Below Grade | Foundation-Masonry - Wall Sheathing (Residential) | Foundation-Masonry - Wall Sheathing | Residential |  |  |  | Wall Sheathing | [15 empty] | Faithful + Gould
Foundation-Masonry - Waterproofing (Residential) | Foundation | Walls Below Grade | Foundation-Masonry - Waterproofing (Residential) | Foundation-Masonry - Waterproofing | Residential |  |  |  | Waterproofing | [15 empty] | Faithful + Gould
Furnace - Horizontal Furnace (Multi-Family) | HVAC Systems | Space Heating | Furnace - Horizontal Furnace (Multi-Family) | Furnace - Horizontal Furnace | Multifamily |  |  |  | Horizontal Furnace | [15 empty] | ASHRAE 90.2
Furnace - Horizontal Furnace (Residential) | HVAC Systems | Space Heating | Furnace - Horizontal Furnace (Residential) | Furnace - Horizontal Furnace | Residential |  |  |  | Horizontal Furnace | [15 empty] | ASHRAE 90.2
Furnace - Upright Furnace (Multi-Family) | HVAC Systems | Space Heating | Furnace - Upright Furnace (Multi-Family) | Furnace - Upright Furnace | Multifamily |  |  |  | Upright Furnace | [15 empty] | ASHRAE 90.2
Furnace - Upright Furnace (Residential) | HVAC Systems | Space Heating | Furnace - Upright Furnace (Residential) | Furnace - Upright Furnace | Residential |  |  |  | Upright Furnace | [15 empty] | ASHRAE 90.2
Heat pump - Air Source HP (Multi-Family) | HVAC Systems | Space Heating, Space Cooling | Heat pump - Air Source HP (Multi-Family) | Heat pump - Air Source HP | Multifamily |  |  |  | Air Source HP | [15 empty] | ASHRAE 90.2
Heat Pump - Air Source HP (Residential Retrofit) | HVAC Systems | Space Heating, Space Cooling | Heat Pump - Air Source HP (Residential Retrofit) | Heat Pump - Air Source HP | Residential Retrofit |  |  |  | Air Source HP | [15 empty] | DEER
Heat Pump - Air Source HP (Residential) | HVAC Systems | Space Heating, Space Cooling | Heat Pump - Air Source HP (Residential) | Heat Pump - Air Source HP | Residential |  |  |  | Air Source HP | [15 empty] | DEER
Heat pump - Geothermal Heat pump (Residential) | HVAC Systems | Space Heating, Space Cooling | Heat pump - Geothermal Heat pump (Residential) | Heat pump - Geothermal Heat pump | Residential |  |  |  | Geothermal Heat pump | [15 empty] | Faithful + Gould
Heat pump - Geothermal Heat pump System (Residential) | HVAC Systems | Space Heating, Space Cooling | Heat pump - Geothermal Heat pump System (Residential) | Heat pump - Geothermal Heat pump System | Residential |  |  |  | Geothermal Heat pump | [15 empty] | Faithful + Gould
Heat pump - Geothermal Heat pump; 2 Stage (Residential) | HVAC Systems | Space Heating, Space Cooling | Heat pump - Geothermal Heat pump; 2 Stage (Residential) | Heat pump - Geothermal Heat pump; 2 Stage | Residential |  |  |  | Geothermal Heat pump | [15 empty] | Faithful + Gould
Heat pump - Geothermal Water to Water (Residential) | HVAC Systems | Space Heating, Space Cooling | Heat pump - Geothermal Water to Water (Residential) | Heat pump - Geothermal Water to Water | Residential |  |  |  | Geothermal Water to Water | [15 empty] | Faithful + Gould
Heat pump - Packaged terminal heat pump (Commercial Retrofit) | HVAC Systems | Space Heating, Space Cooling | Heat pump - Packaged terminal heat pump (Commercial Retrofit) | Heat pump - Packaged terminal heat pump | Commercial Retrofit |  |  |  | Packaged terminal heat pump | [15 empty] | DEER
Heat pump - Packaged terminal heat pump (Commercial) | HVAC Systems | Space Heating, Space Cooling | Heat pump - Packaged terminal heat pump (Commercial) | Heat pump - Packaged terminal heat pump | Commercial |  |  |  | Packaged terminal heat pump | [15 empty] | DEER
Heat pump water heater - Heat pump WH (Residential) | Water Heating Systems | Water Heating | Heat pump water heater - Heat pump WH (Residential) | Heat pump water heater - Heat pump WH | Residential |  |  |  | Heat pump WH | [15 empty] | Faithful + Gould
Heat pump water heater - Hybrid Heat Pump Heater (Residential) | Water Heating Systems | Water Heating | Heat pump water heater - Hybrid Heat Pump Heater (Residential) | Heat pump water heater - Hybrid Heat Pump Heater | Residential |  |  |  | Hybrid Heat Pump Heater | [15 empty] | Faithful + Gould
Heat pump water heater - Hybrid Heat Pump Water Heater (Residential) | Water Heating Systems | Water Heating | Heat pump water heater - Hybrid Heat Pump Water Heater (Residential) | Heat pump water heater - Hybrid Heat Pump Water Heater | Residential |  |  |  | Hybrid Heat Pump Water Heater | [15 empty] | Faithful + Gould
Interior Lighting - CFL (Commercial Retrofit) | Electrical | Lighting | Interior Lighting - CFL (Commercial Retrofit) | Interior Lighting - CFL | Commercial Retrofit |  |  |  | CFL | [15 empty] | DEER
Interior Lighting - CFL (Residential Retrofit) | Electrical | Lighting | Interior Lighting - CFL (Residential Retrofit) | Interior Lighting - CFL | Residential Retrofit |  |  |  | CFL | [15 empty] | DEER
Interior Lighting - CFL (Residential) | Electrical | Lighting | Interior Lighting - CFL (Residential) | Interior Lighting - CFL | Residential |  |  |  | CFL | [15 empty] | Faithful + Gould
Interior Lighting - FL (Commercial Retrofit) | Electrical | Lighting | Interior Lighting - FL (Commercial Retrofit) | Interior Lighting - FL | Commercial Retrofit |  |  |  | FL | [15 empty] | DEER
Interior Lighting - FL (Commercial) | Electrical | Lighting | Interior Lighting - FL (Commercial) | Interior Lighting - FL | Commercial |  |  |  | FL | [15 empty] | DEER
Interior Lighting - Incandescent (Residential) | Electrical | Lighting | Interior Lighting - Incandescent (Residential) | Interior Lighting - Incandescent | Residential |  |  |  | Incandescent | [15 empty] | Faithful + Gould
Interior Lighting - LED PAR30 (Residential) | Electrical | Lighting | Interior Lighting - LED PAR30 (Residential) | Interior Lighting - LED PAR30 | Residential |  |  |  | LED PAR30 | [15 empty] | Faithful + Gould
Interior Lighting - Metal Halide (Residential) | Electrical | Lighting | Interior Lighting - Metal Halide (Residential) | Interior Lighting - Metal Halide | Residential |  |  |  | Metal Halide | [15 empty] | Faithful + Gould
Interior Lighting - PAR30 (Residential) | Electrical | Lighting | Interior Lighting - PAR30 (Residential) | Interior Lighting - PAR30 | Residential |  |  |  | PAR30 | [15 empty] | Faithful + Gould
Interior Lighting - Pulse Start Metal Halide (Commercial Retrofit) | Electrical | Lighting | Interior Lighting - Pulse Start Metal Halide (Commercial Retrofit) | Interior Lighting - Pulse Start Metal Halide | Commercial Retrofit |  |  |  | Pulse Start Metal Halide | [15 empty] | DEER
Interior Lighting - Pulse Start Metal Halide (Commercial) | Electrical | Lighting | Interior Lighting - Pulse Start Metal Halide (Commercial) | Interior Lighting - Pulse Start Metal Halide | Commercial |  |  |  | Pulse Start Metal Halide | [15 empty] | DEER
Interior Lighting - Pulse Start Metal Halide (Residential) | Electrical | Lighting | Interior Lighting - Pulse Start Metal Halide (Residential) | Interior Lighting - Pulse Start Metal Halide | Residential |  |  |  | Pulse Start Metal Halide | [15 empty] | Faithful + Gould
Interior Lighting Controls - Dimmer (Residential) | Electrical | Lighting | Interior Lighting Controls - Dimmer (Residential) | Interior Lighting Controls - Dimmer | Residential |  |  |  | Dimmer | [15 empty] | Faithful + Gould
Interior Lighting Controls - Dimmer Kit (Residential) | Electrical | Lighting | Interior Lighting Controls - Dimmer Kit (Residential) | Interior Lighting Controls - Dimmer Kit | Residential |  |  |  | Dimmer Kit | [15 empty] | Faithful + Gould
Interior Lighting Controls - Fan Control (Residential) | Electrical | Lighting | Interior Lighting Controls - Fan Control (Residential) | Interior Lighting Controls - Fan Control | Residential |  |  |  | Fan Control | [15 empty] | Faithful + Gould
Interior Lighting Controls - Occupancy Sensor (Residential) | Electrical | Lighting | Interior Lighting Controls - Occupancy Sensor (Residential) | Interior Lighting Controls - Occupancy Sensor | Residential |  |  |  | Occupancy Sensor | [15 empty] | Faithful + Gould
Interior Lighting Controls - Switch Kit (Residential) | Electrical | Lighting | Interior Lighting Controls - Switch Kit (Residential) | Interior Lighting Controls - Switch Kit | Residential |  |  |  | Switch Kit | [15 empty] | Faithful + Gould
Interior Lighting Controls - Timer (Residential) | Electrical | Lighting | Interior Lighting Controls - Timer (Residential) | Interior Lighting Controls - Timer | Residential |  |  |  | Timer | [15 empty] | Faithful + Gould
Maintenance - Condenser Coils (Residential Retrofit) | Testing and Balancing: HVAC Systems | Testing | Maintenance - Condenser Coils (Residential Retrofit) | Maintenance - Condenser Coils | Residential Retrofit |  |  |  | Condenser coils | [15 empty] | DEER
Maintenance - Refrigerant (Residential Retrofit) | Testing and Balancing: HVAC Systems | Testing | Maintenance - Refrigerant (Residential Retrofit) | Maintenance - Refrigerant | Residential Retrofit |  |  |  | Refrigerant charge | [15 empty] | DEER
Mass Walls - Insulation only (Residential) | Exterior Walls | Walls Above Grade | Mass Walls - Insulation only (Residential) | Mass Walls - Insulation only | Residential |  |  |  | Insulation only - Walls | [15 empty] | Faithful + Gould
Mass Walls - Wall Assembly (Residential) | Exterior Walls | Walls Below Grade | Mass Walls - Wall Assembly (Residential) | Mass Walls - Wall Assembly | Residential |  |  |  | Wall Assembly | [15 empty] | ASHRAE 90.2
PV Arrays - Battery Cables (Residential) | PV Arrays | Cables | PV Arrays - Battery Cables (Residential) | PV Arrays - Battery Cables | Residential |  |  |  | Battery Cables | [15 empty] | Faithful + Gould
PV Arrays - Battery Temp Sensor (Residential) | PV Arrays | Solar Controllers | PV Arrays - Battery Temp Sensor (Residential) | PV Arrays - Battery Temp Sensor | Residential |  |  |  | Battery Temp Sensor | [15 empty] | Faithful + Gould
PV Arrays - Charge controller (Residential) | PV Arrays | Solar Controllers | PV Arrays - Charge controller (Residential) | PV Arrays - Charge controller | Residential |  |  |  | Charge controller | [15 empty] | Faithful + Gould
PV Arrays - Charge controller T80 (Residential) | PV Arrays | Solar Controllers | PV Arrays - Charge controller T80 (Residential) | PV Arrays - Charge controller T80 | Residential |  |  |  | Charge controller T80 | [15 empty] | Faithful + Gould
PV Arrays - Controller to Battery Cables (Residential) | PV Arrays | Cables | PV Arrays - Controller to Battery Cables (Residential) | PV Arrays - Controller to Battery Cables | Residential |  |  |  | Controller to Battery Cables | [15 empty] | Faithful + Gould
PV Arrays - GEL battery (Residential) | PV Arrays | Solar Batteries & Enclosures | PV Arrays - GEL battery (Residential) | PV Arrays - GEL battery | Residential |  |  |  | GEL battery | [15 empty] | Faithful + Gould
PV Arrays - Hybrid Inverter/Charger (Residential) | PV Arrays | Solar Inverters | PV Arrays - Hybrid Inverter/Charger (Residential) | PV Arrays - Hybrid Inverter/Charger | Residential |  |  |  | Hybrid Inverter/Charger | [15 empty] | Faithful + Gould
NE0343 | Appliances | Appliances | Clothes Washers and Dryers - Clothes Dryer (Residential Retrofit) | Clothes Washers and Dryers - Clothes Dryer | Residential Retrofit | Equipment | Equipment and Furnishing | Appliances | Clothes Dryer | Clothes Washers and Dryers | [14 empty] | DEER | $/Unit | 0 | 109.2 | 0
NE0344 | Appliances | Appliances | Clothes Washers and Dryers - Clothes Dryer (Residential Retrofit) | Clothes Washers and Dryers - Clothes Dryer | Residential Retrofit | Equipment | Equipment and Furnishing | Appliances | Clothes Dryer | Clothes Washers and Dryers | [14 empty] | DEER | $/Unit | 0 | 119.12 | 0
NE0345 | Appliances | Appliances | Clothes Washers and Dryers - Clothes Dryer (Residential Retrofit) | Clothes Washers and Dryers - Clothes Dryer | Residential Retrofit | Equipment | Equipment and Furnishing | Appliances | Clothes Dryer | Clothes Washers and Dryers | [9 empty] | 3.01 |  |  |  |  | DEER | $/Unit | 0 | 109.2 | 0
NE0346 | Appliances | Appliances | Clothes Washers and Dryers - Clothes Dryer (Residential Retrofit) | Clothes Washers and Dryers - Clothes Dryer | Residential Retrofit | Equipment | Equipment and Furnishing | Appliances | Clothes Dryer | Clothes Washers and Dryers | [9 empty] | 2.67 |  |  |  |  | DEER | $/Unit | 0 | 119.12 | 0
NE0334 | Appliances | Appliances | Clothes Washers and Dryers - Clothes Washer (Residential Retrofit) | Clothes Washers and Dryers - Clothes Washer | Residential Retrofit | Equipment | Equipment and Furnishing | Appliances | Clothes Washer | Clothes Washers and Dryers | [14 empty] | DEER | $/Unit | 0 | 114.16 | 662.17
NE0335 | Appliances | Appliances | Clothes Washers and Dryers - Clothes Washer (Residential Retrofit) | Clothes Washers and Dryers - Clothes Washer | Residential Retrofit | Equipment | Equipment and Furnishing | Appliances | Clothes Washer | Clothes Washers and Dryers | [14 empty] | DEER | $/Unit | 0 | 114.16 | 789.09
NE0336 | Appliances | Appliances | Clothes Washers and Dryers - Clothes Washer (Residential Retrofit) | Clothes Washers and Dryers - Clothes Washer | Residential Retrofit | Equipment | Equipment and Furnishing | Appliances | Clothes Washer | Clothes Washers and Dryers | [14 empty] | DEER | $/Unit | 0 | 114.16 | 916.01
NE0337 | Appliances | Appliances | Clothes Washers and Dryers - Clothes Washer (Residential Retrofit) | Clothes Washers and Dryers - Clothes Washer | Residential Retrofit | Equipment | Equipment and Furnishing | Appliances | Clothes Washer | Clothes Washers and Dryers | [14 empty] | DEER | $/Unit | 0 | 114.16 | 718.77
NE0338 | Appliances | Appliances | Clothes Washers and Dryers - Clothes Washer (Residential Retrofit) | Clothes Washers and Dryers - Clothes Washer | Residential Retrofit | Equipment | Equipment and Furnishing | Appliances | Clothes Washer | Clothes Washers and Dryers | [14 empty] | DEER | $/Unit | 0 | 114.16 | 845.69
NE0339 | Appliances | Appliances | Clothes Washers and Dryers - Clothes Washer (Residential Retrofit) | Clothes Washers and Dryers - Clothes Washer | Residential Retrofit | Equipment | Equipment and Furnishing | Appliances | Clothes Washer | Clothes Washers and Dryers | [14 empty] | DEER | $/Unit | 0 | 114.16 | 972.63
NE0340 | Appliances | Appliances | Clothes Washers and Dryers - Clothes Washer (Residential Retrofit) | Clothes Washers and Dryers - Clothes Washer | Residential Retrofit | Equipment | Equipment and Furnishing | Appliances | Clothes Washer | Clothes Washers and Dryers | [14 empty] | DEER | $/Unit | 0 | 114.16 | 764.6
NE0341 | Appliances | Appliances | Clothes Washers and Dryers - Clothes Washer (Residential Retrofit) | Clothes Washers and Dryers - Clothes Washer | Residential Retrofit | Equipment | Equipment and Furnishing | Appliances | Clothes Washer | Clothes Washers and Dryers | [14 empty] | DEER | $/Unit | 0 | 114.16 | 891.52
NE0342 | Appliances | Appliances | Clothes Washers and Dryers - Clothes Washer (Residential Retrofit) | Clothes Washers and Dryers - Clothes Washer | Residential Retrofit | Equipment | Equipment and Furnishing | Appliances | Clothes Washer | Clothes Washers and Dryers | [14 empty] | DEER | $/Unit | 0 | 114.16 | 1018.45
NE0215 | Appliances | Appliances | Clothes Washers and Dryers - Clothes Washer & Dryer (Residential Retrofit) | Clothes Washers and Dryers - Clothes Washer & Dryer | Residential Retrofit | Equipment | Equipment and Furnishing | Appliances | Clothes Washer & Dryer | Clothes Washers and Dryers | [14 empty] | DEER | $/Unit | 0 | 109.2 | 845.69
NE0216 | Appliances | Appliances | Clothes Washers and Dryers - Clothes Washer & Dryer (Residential Retrofit) | Clothes Washers and Dryers - Clothes Washer & Dryer | Residential Retrofit | Equipment | Equipment and Furnishing | Appliances | Clothes Washer & Dryer | Clothes Washers and Dryers | [14 empty] | DEER | $/Unit | 0 | 109.2 | 972.63
NE0217 | Appliances | Appliances | Clothes Washers and Dryers - Clothes Washer & Dryer (Residential Retrofit) | Clothes Washers and Dryers - Clothes Washer & Dryer | Residential Retrofit | Equipment | Equipment and Furnishing | Appliances | Clothes Washer & Dryer | Clothes Washers and Dryers | [14 empty] | DEER | $/Unit | 0 | 119.12 | 718.77
NE0218 | Appliances | Appliances | Clothes Washers and Dryers - Clothes Washer & Dryer (Residential Retrofit) | Clothes Washers and Dryers - Clothes Washer & Dryer | Residential Retrofit | Equipment | Equipment and Furnishing | Appliances | Clothes Washer & Dryer | Clothes Washers and Dryers | [14 empty] | DEER | $/Unit | 0 | 119.12 | 845.69
NE0219 | Appliances | Appliances | Clothes Washers and Dryers - Clothes Washer & Dryer (Residential Retrofit) | Clothes Washers and Dryers - Clothes Washer & Dryer | Residential Retrofit | Equipment | Equipment and Furnishing | Appliances | Clothes Washer & Dryer | Clothes Washers and Dryers | [14 empty] | DEER | $/Unit | 0 | 119.12 | 972.63
NE0220 | Appliances | Appliances | Clothes Washers and Dryers - Clothes Washer & Dryer (Residential Retrofit) | Clothes Washers and Dryers - Clothes Washer & Dryer | Residential Retrofit | Equipment | Equipment and Furnishing | Appliances | Clothes Washer & Dryer | Clothes Washers and Dryers | [14 empty] | DEER | $/Unit | 0 | 109.2 | 718.77
NE0221 | Appliances | Appliances | Clothes Washers and Dryers - Clothes Washer & Dryer (Residential Retrofit) | Clothes Washers and Dryers - Clothes Washer & Dryer | Residential Retrofit | Equipment | Equipment and Furnishing | Appliances | Clothes Washer & Dryer | Clothes Washers and Dryers | [14 empty] | DEER | $/Unit | 0 | 109.2 | 845.69
NE0222 | Appliances | Appliances | Clothes Washers and Dryers - Clothes Washer & Dryer (Residential Retrofit) | Clothes Washers and Dryers - Clothes Washer & Dryer | Residential Retrofit | Equipment | Equipment and Furnishing | Appliances | Clothes Washer & Dryer | Clothes Washers and Dryers | [14 empty] | DEER | $/Unit | 0 | 109.2 | 972.63
NE0223 | Appliances | Appliances | Clothes Washers and Dryers - Clothes Washer & Dryer (Residential Retrofit) | Clothes Washers and Dryers - Clothes Washer & Dryer | Residential Retrofit | Equipment | Equipment and Furnishing | Appliances | Clothes Washer & Dryer | Clothes Washers and Dryers | [14 empty] | DEER | $/Unit | 0 | 119.12 | 718.77
NE0224 | Appliances | Appliances | Clothes Washers and Dryers - Clothes Washer & Dryer (Residential Retrofit) | Clothes Washers and Dryers - Clothes Washer & Dryer | Residential Retrofit | Equipment | Equipment and Furnishing | Appliances | Clothes Washer & Dryer | Clothes Washers and Dryers | [14 empty] | DEER | $/Unit | 0 | 119.12 | 845.69
NE0225 | Appliances | Appliances | Clothes Washers and Dryers - Clothes Washer & Dryer (Residential Retrofit) | Clothes Washers and Dryers - Clothes Washer & Dryer | Residential Retrofit | Equipment | Equipment and Furnishing | Appliances | Clothes Washer & Dryer | Clothes Washers and Dryers | [14 empty] | DEER | $/Unit | 0 | 119.12 | 972.63
NE0226 | Appliances | Appliances | Clothes Washers and Dryers - Clothes Washer & Dryer (Residential Retrofit) | Clothes Washers and Dryers - Clothes Washer & Dryer | Residential Retrofit | Equipment | Equipment and Furnishing | Appliances | Clothes Washer & Dryer | Clothes Washers and Dryers | [14 empty] | DEER | $/Unit | 0 | 109.2 | 764.6
NE0227 | Appliances | Appliances | Clothes Washers and Dryers - Clothes Washer & Dryer (Residential Retrofit) | Clothes Washers and Dryers - Clothes Washer & Dryer | Residential Retrofit | Equipment | Equipment and Furnishing | Appliances | Clothes Washer & Dryer | Clothes Washers and Dryers | [14 empty] | DEER | $/Unit | 0 | 109.2 | 891.52
NE0228 | Appliances | Appliances | Clothes Washers and Dryers - Clothes Washer & Dryer (Residential Retrofit) | Clothes Washers and Dryers - Clothes Washer & Dryer | Residential Retrofit | Equipment | Equipment and Furnishing | Appliances | Clothes Washer & Dryer | Clothes Washers and Dryers | [14 empty] | DEER | $/Unit | 0 | 109.2 | 1018.45
NE0229 | Appliances | Appliances | Clothes Washers and Dryers - Clothes Washer & Dryer (Residential Retrofit) | Clothes Washers and Dryers - Clothes Washer & Dryer | Residential Retrofit | Equipment | Equipment and Furnishing | Appliances | Clothes Washer & Dryer | Clothes Washers and Dryers | [14 empty] | DEER | $/Unit | 0 | 119.12 | 764.6
NE0230 | Appliances | Appliances | Clothes Washers and Dryers - Clothes Washer & Dryer (Residential Retrofit) | Clothes Washers and Dryers - Clothes Washer & Dryer | Residential Retrofit | Equipment | Equipment and Furnishing | Appliances | Clothes Washer & Dryer | Clothes Washers and Dryers | [14 empty] | DEER | $/Unit | 0 | 119.12 | 891.52
NE0231 | Appliances | Appliances | Clothes Washers and Dryers - Clothes Washer & Dryer (Residential Retrofit) | Clothes Washers and Dryers - Clothes Washer & Dryer | Residential Retrofit | Equipment | Equipment and Furnishing | Appliances | Clothes Washer & Dryer | Clothes Washers and Dryers | [14 empty] | DEER | $/Unit | 0 | 119.12 | 1018.45
NE0232 | Appliances | Appliances | Clothes Washers and Dryers - Clothes Washer & Dryer (Residential Retrofit) | Clothes Washers and Dryers - Clothes Washer & Dryer | Residential Retrofit | Equipment | Equipment and Furnishing | Appliances | Clothes Washer & Dryer | Clothes Washers and Dryers | [14 empty] | DEER | $/Unit | 0 | 109.2 | 764.6
NE0233 | Appliances | Appliances | Clothes Washers and Dryers - Clothes Washer & Dryer (Residential Retrofit) | Clothes Washers and Dryers - Clothes Washer & Dryer | Residential Retrofit | Equipment | Equipment and Furnishing | Appliances | Clothes Washer & Dryer | Clothes Washers and Dryers | [14 empty] | DEER | $/Unit | 0 | 109.2 | 891.52
NE0234 | Appliances | Appliances | Clothes Washers and Dryers - Clothes Washer & Dryer (Residential Retrofit) | Clothes Washers and Dryers - Clothes Washer & Dryer | Residential Retrofit | Equipment | Equipment and Furnishing | Appliances | Clothes Washer & Dryer | Clothes Washers and Dryers | [14 empty] | DEER | $/Unit | 0 | 109.2 | 1018.45
NE0235 | Appliances | Appliances | Clothes Washers and Dryers - Clothes Washer & Dryer (Residential Retrofit) | Clothes Washers and Dryers - Clothes Washer & Dryer | Residential Retrofit | Equipment | Equipment and Furnishing | Appliances | Clothes Washer & Dryer | Clothes Washers and Dryers | [14 empty] | DEER | $/Unit | 0 | 119.12 | 764.6
NE0236 | Appliances | Appliances | Clothes Washers and Dryers - Clothes Washer & Dryer (Residential Retrofit) | Clothes Washers and Dryers - Clothes Washer & Dryer | Residential Retrofit | Equipment | Equipment and Furnishing | Appliances | Clothes Washer & Dryer | Clothes Washers and Dryers | [14 empty] | DEER | $/Unit | 0 | 119.12 | 891.52
NE0237 | Appliances | Appliances | Clothes Washers and Dryers - Clothes Washer & Dryer (Residential Retrofit) | Clothes Washers and Dryers - Clothes Washer & Dryer | Residential Retrofit | Equipment | Equipment and Furnishing | Appliances | Clothes Washer & Dryer | Clothes Washers and Dryers | [14 empty] | DEER | $/Unit | 0 | 119.12 | 1018.45
NE0359 | Appliances | Appliances | Clothes Washers and Dryers - Clothes Washer & Dryer (Commercial Retrofit) | Clothes Washers and Dryers - Clothes Washer & Dryer | Commercial Retrofit | Equipment | Equipment and Furnishing | Appliances | Clothes Washer & Dryer | Clothes Washers and Dryers | [14 empty] | DEER | $/Unit | 0 | 109.2 | 662.17
NE0360 | Appliances | Appliances | Clothes Washers and Dryers - Clothes Washer & Dryer (Commercial Retrofit) | Clothes Washers and Dryers - Clothes Washer & Dryer | Commercial Retrofit | Equipment | Equipment and Furnishing | Appliances | Clothes Washer & Dryer | Clothes Washers and Dryers | [14 empty] | DEER | $/Unit | 0 | 109.2 | 789.09
NE0361 | Appliances | Appliances | Clothes Washers and Dryers - Clothes Washer & Dryer (Commercial Retrofit) | Clothes Washers and Dryers - Clothes Washer & Dryer | Commercial Retrofit | Equipment | Equipment and Furnishing | Appliances | Clothes Washer & Dryer | Clothes Washers and Dryers | [14 empty] | DEER | $/Unit | 0 | 109.2 | 916.01
NE0362 | Appliances | Appliances | Clothes Washers and Dryers - Clothes Washer & Dryer (Commercial Retrofit) | Clothes Washers and Dryers - Clothes Washer & Dryer | Commercial Retrofit | Equipment | Equipment and Furnishing | Appliances | Clothes Washer & Dryer | Clothes Washers and Dryers | [14 empty] | DEER | $/Unit | 0 | 119.12 | 662.17
NE0363 | Appliances | Appliances | Clothes Washers and Dryers - Clothes Washer & Dryer (Commercial Retrofit) | Clothes Washers and Dryers - Clothes Washer & Dryer | Commercial Retrofit | Equipment | Equipment and Furnishing | Appliances | Clothes Washer & Dryer | Clothes Washers and Dryers | [14 empty] | DEER | $/Unit | 0 | 119.12 | 789.09
NE0364 | Appliances | Appliances | Clothes Washers and Dryers - Clothes Washer & Dryer (Commercial Retrofit) | Clothes Washers and Dryers - Clothes Washer & Dryer | Commercial Retrofit | Equipment | Equipment and Furnishing | Appliances | Clothes Washer & Dryer | Clothes Washers and Dryers | [14 empty] | DEER | $/Unit | 0 | 119.12 | 916.01
NE0365 | Appliances | Appliances | Clothes Washers and Dryers - Clothes Washer & Dryer (Commercial Retrofit) | Clothes Washers and Dryers - Clothes Washer & Dryer | Commercial Retrofit | Equipment | Equipment and Furnishing | Appliances | Clothes Washer & Dryer | Clothes Washers and Dryers | [14 empty] | DEER | $/Unit | 0 | 109.2 | 662.17
NE0366 | Appliances | Appliances | Clothes Washers and Dryers - Clothes Washer & Dryer (Commercial Retrofit) | Clothes Washers and Dryers - Clothes Washer & Dryer | Commercial Retrofit | Equipment | Equipment and Furnishing | Appliances | Clothes Washer & Dryer | Clothes Washers and Dryers | [14 empty] | DEER | $/Unit | 0 | 109.2 | 789.09
NE0367 | Appliances | Appliances | Clothes Washers and Dryers - Clothes Washer & Dryer (Commercial Retrofit) | Clothes Washers and Dryers - Clothes Washer & Dryer | Commercial Retrofit | Equipment | Equipment and Furnishing | Appliances | Clothes Washer & Dryer | Clothes Washers and Dryers | [14 empty] | DEER | $/Unit | 0 | 109.2 | 916.01
NE0368 | Appliances | Appliances | Clothes Washers and Dryers - Clothes Washer & Dryer (Commercial Retrofit) | Clothes Washers and Dryers - Clothes Washer & Dryer | Commercial Retrofit | Equipment | Equipment and Furnishing | Appliances | Clothes Washer & Dryer | Clothes Washers and Dryers | [14 empty] | DEER | $/Unit | 0 | 119.12 | 662.17
NE0369 | Appliances | Appliances | Clothes Washers and Dryers - Clothes Washer & Dryer (Commercial Retrofit) | Clothes Washers and Dryers - Clothes Washer & Dryer | Commercial Retrofit | Equipment | Equipment and Furnishing | Appliances | Clothes Washer & Dryer | Clothes Washers and Dryers | [14 empty] | DEER | $/Unit | 0 | 119.12 | 789.09
NE0370 | Appliances | Appliances | Clothes Washers and Dryers - Clothes Washer & Dryer (Commercial Retrofit) | Clothes Washers and Dryers - Clothes Washer & Dryer | Commercial Retrofit | Equipment | Equipment and Furnishing | Appliances | Clothes Washer & Dryer | Clothes Washers and Dryers | [14 empty] | DEER | $/Unit | 0 | 119.12 | 916.01
NE0371 | Appliances | Appliances | Clothes Washers and Dryers - Clothes Washer & Dryer (Commercial Retrofit) | Clothes Washers and Dryers - Clothes Washer & Dryer | Commercial Retrofit | Equipment | Equipment and Furnishing | Appliances | Clothes Washer & Dryer | Clothes Washers and Dryers | [14 empty] | DEER | $/Unit | 0 | 109.2 | 718.77
NE0312 | Appliances | Appliances | Dishwashers - Dishwasher (Residential Retrofit) | Dishwashers - Dishwasher | Residential Retrofit | Equipment | Equipment and Furnishing | Appliances | Dishwasher | Dishwashers | [9 empty] | 0.65 |  |  |  |  | DEER | $/Unit | 0 | 109.2 | 508.89
Chiller - Water Cooled Chiller (Commercial) | HVAC Systems | Space Cooling | Chiller - Water Cooled Chiller (Commercial) | Chiller - Water Cooled Chiller | Commercial |  |  |  | Water Cooled Chiller | [15 empty] | DEER
Clothes Washers and Dryers - Clothes Dryer (Residential Retrofit) | Appliances | Appliances | Clothes Washers and Dryers - Clothes Dryer (Residential Retrofit) | Clothes Washers and Dryers - Clothes Dryer | Residential Retrofit |  |  |  | Clothes Dryer | [15 empty] | DEER
Clothes Washers and Dryers - Clothes Washer (Residential Retrofit) | Appliances | Appliances | Clothes Washers and Dryers - Clothes Washer (Residential Retrofit) | Clothes Washers and Dryers - Clothes Washer | Residential Retrofit |  |  |  | Clothes Washer | [15 empty] | DEER
Cool Roof - Metal roof panels (Residential) | Roofs | Roofs | Cool Roof - Metal roof panels (Residential) | Cool Roof - Metal roof panels | Residential |  |  |  | Metal roof panels | [15 empty] | Faithful + Gould
Desuperheaters - Aquefier Heat Recovery Unit (Residential) | Combined Systems | Water Heating, Space Cooling | Desuperheaters - Aquefier Heat Recovery Unit (Residential) | Desuperheaters - Aquefier Heat Recovery Unit | Residential |  |  |  | Desuperheater | [15 empty] | Faithful + Gould
Desuperheaters - Enviro-Pak (Residential) | Combined Systems | Water Heating, Space Cooling | Desuperheaters - Enviro-Pak (Residential) | Desuperheaters - Enviro-Pak | Residential |  |  |  | Desuperheater | [15 empty] | Faithful + Gould
Desuperheaters - Freon Desuperheater (Commercial) | Combined Systems | Water Heating, Space Cooling | Desuperheaters - Freon Desuperheater (Commercial) | Desuperheaters - Freon Desuperheater | Commercial |  |  |  | Desuperheater | [15 empty] | Faithful + Gould
Desuperheaters - Waste Heat Water Heater (Residential) | Combined Systems | Water Heating, Space Cooling | Desuperheaters - Waste Heat Water Heater (Residential) | Desuperheaters - Waste Heat Water Heater | Residential |  |  |  | Desuperheater | [15 empty] | Faithful + Gould
Dishwashers - Dishwasher (Residential Retrofit) | Appliances | Appliances | Dishwashers - Dishwasher (Residential Retrofit) | Dishwashers - Dishwasher | Residential Retrofit |  |  |  | Dishwasher | [15 empty] | DEER
Doors-Fiberglass (Multi-Family) | Doors | Doors | Doors-Fiberglass (Multi-Family) | Doors-Fiberglass | Multifamily |  |  |  | Doors | [15 empty] | ASHRAE 90.2
Doors-Fiberglass (Residential) | Doors | Doors | Doors-Fiberglass (Residential) | Doors-Fiberglass (ASHRAE 90.2) | Residential |  |  |  | Doors | [15 empty] | ASHRAE 90.2
Doors-Garage door insulation kit (Residential) | Doors | Doors | Doors-Garage door insulation kit (Residential) | Doors-Garage door insulation kit | Residential |  |  |  | Garage Door Insulation Kit | [15 empty] | Faithful + Gould
Doors-Metal (Multi-Family) | Doors | Doors | Doors-Metal (Multi-Family) | Doors-Metal | Multifamily |  |  |  | Doors | [15 empty] | ASHRAE 90.2
Doors-Metal (Residential) | Doors | Doors | Doors-Metal (Residential) | Doors-Metal | Residential |  |  |  | Doors | [15 empty] | ASHRAE 90.2
Doors-Vinyl (Residential) | Doors | Doors | Doors-Vinyl (Residential) | Doors-Vinyl | Residential |  |  |  | Doors | [15 empty] | Faithful + Gould
Doors-Wood (Multi-Family) | Doors | Doors | Doors-Wood (Multi-Family) | Doors-Wood | Multifamily |  |  |  | Doors | [15 empty] | ASHRAE 90.2
Doors-Wood (Residential) | Doors | Doors | Doors-Wood (Residential) | Doors-Wood (ASHRAE 90.2) | Residential |  |  |  | Doors | [15 empty] | ASHRAE 90.2
Duct Insulation - Blanket type duct insulation (Residential) | HVAC Systems | Ducts | Duct Insulation - Blanket type duct insulation (Residential) | Duct Insulation - Blanket type duct insulation | Residential |  |  |  | Blanket type duct insulation | [15 empty] | Faithful + Gould
Duct Sealing - Ducts (Residential Retrofit) | HVAC Systems | Ducts | Duct Sealing - Ducts (Residential Retrofit) | Duct Sealing - Ducts | Residential Retrofit |  |  |  | Ducts | [15 empty] | DEER
Duct Sealing - Mastic duct sealer with membrane (Residential) | HVAC Systems | Ducts | Duct Sealing - Mastic duct sealer with membrane (Residential) | Duct Sealing - Mastic duct sealer with membrane | Residential |  |  |  | Ducts | [15 empty] | Faithful + Gould
Duct Testing - Duct Blaster Test (Residential) | Testing and Balancing | Testing, Ducts | Duct Testing - Duct Blaster Test (Residential) | Duct Testing - Duct Blaster Test | Residential |  |  |  | Duct Blaster Test | [15 empty] | Faithful + Gould
Duct Testing - Duct Pressure Test (Residential) | Testing and Balancing | Testing, Ducts | Duct Testing - Duct Pressure Test (Residential) | Duct Testing - Duct Pressure Test | Residential |  |  |  | Duct Pressure Test | [15 empty] | Faithful + Gould
Duct Testing - Duct Testing (Residential) | Testing and Balancing | Testing, Ducts | Duct Testing - Duct Testing (Residential) | Duct Testing - Duct Testing | Residential |  |  |  | Duct Testing | [15 empty] | Faithful + Gould
Duct Testing (Residential) | Testing and Balancing | Testing | Duct Testing (Residential) | Duct Testing | Residential |  |  |  | Duct Blaster Test | [15 empty] | Faithful + Gould
Energy Rating - RESNET Home Energy Rating (HERS) and Energy Star Assessment (Residential) | Testing and Balancing | Testing | Energy Rating - RESNET Home Energy Rating (HERS) and Energy Star Assessment (Residential) | Energy Rating - RESNET Home Energy Rating (HERS) and Energy Star Assessment | Residential |  |  |  | RESNET Home Energy Rating (HERS) and Energy Star Assessment | [15 empty] | Faithful + Gould
Energy Rating - RESNET Home Energy Rating (HERS) Assessment (Residential) | Testing and Balancing | Testing | Energy Rating - RESNET Home Energy Rating (HERS) Assessment (Residential) | Energy Rating - RESNET Home Energy Rating (HERS) Assessment | Residential |  |  |  | RESNET Home Energy Rating (HERS) Assessment | [15 empty] | Faithful + Gould
Exhaust Fans - Bathroom exhaust (Residential) | Ventilation only | Ventilation | Exhaust Fans - Bathroom exhaust (Residential) | Exhaust Fans - Bathroom exhaust | Residential |  |  |  | Bathroom exhaust | [15 empty] | Faithful + Gould
Exhaust Fans - Kitchen exhaust (Residential) | Ventilation only | Ventilation | Exhaust Fans - Kitchen exhaust (Residential) | Exhaust Fans - Kitchen exhaust | Residential |  |  |  | Kitchen exhaust | [15 empty] | Faithful + Gould
Exterior Lighting - CFL (Commercial Retrofit) | Electrical | Lighting | Exterior Lighting - CFL (Commercial Retrofit) | Exterior Lighting - CFL | Commercial Retrofit |  |  |  | CFL | [15 empty] | DEER
Exterior Lighting - CFL (Residential Retrofit) | Electrical | Lighting | Exterior Lighting - CFL (Residential Retrofit) | Exterior Lighting - CFL | Residential Retrofit |  |  |  | CFL | [15 empty] | DEER
Exterior Lighting - High Pressure Sodium (Commercial Retrofit) | Electrical | Lighting | Exterior Lighting - High Pressure Sodium (Commercial Retrofit) | Exterior Lighting - High Pressure Sodium | Commercial Retrofit |  |  |  | High Pressure Sodium | [15 empty] | DEER
Exterior Lighting - High Pressure Sodium (Commercial) | Electrical | Lighting | Exterior Lighting - High Pressure Sodium (Commercial) | Exterior Lighting - High Pressure Sodium | Commercial |  |  |  | High Pressure Sodium | [15 empty] | DEER
Exterior Lighting - Metal Halide (Commercial Retrofit) | Electrical | Lighting | Exterior Lighting - Metal Halide (Commercial Retrofit) | Exterior Lighting - Metal Halide | Commercial Retrofit |  |  |  | Metal Halide | [15 empty] | DEER
Exterior Lighting - Metal Halide (Commercial) | Electrical | Lighting | Exterior Lighting - Metal Halide (Commercial) | Exterior Lighting - Metal Halide | Commercial |  |  |  | Metal Halide | [15 empty] | DEER
Floors-Wood frame - Floor Assembly (Multi-Family) | Floors | Floors | Floors-Wood frame - Floor Assembly (Multi-Family) | Floors-Wood frame - Floor Assembly | Multifamily |  |  |  | Floor Assembly | [15 empty] | ASHRAE 90.2
Floors-Wood frame - Floor Assembly (Residential) | Floors | Floors | Floors-Wood frame - Floor Assembly (Residential) | Floors-Wood frame - Floor Assembly | Residential |  |  |  | Floor Assembly | [15 empty] | ASHRAE 90.2
Floors-Wood frame - Insulation only - Floor (Residential) | Floors | Floors | Floors-Wood frame - Insulation only - Floor (Residential) | Floors-Wood frame - Insulation only - Floor | Residential |  |  |  | Insulation only - Floor | [15 empty] | Faithful + Gould
Foundation-Insulation only - Basement Wall (Residential) | Foundation | Foundation | Foundation-Insulation only - Basement Wall (Residential) | Foundation-Insulation only - Basement Wall | Residential |  |  |  | Insulation only - Basement Wall | [15 empty] | Faithful + Gould
Foundation-Insulation only - Foundation & Slab (Multi-Family) | Foundation | Foundation | Foundation-Insulation only - Foundation & Slab (Multi-Family) | Foundation-Insulation only - Foundation & Slab | Multifamily |  |  |  | Insulation only - Foundation & Slab | [15 empty] | ASHRAE 90.2
Foundation-Insulation only - Foundation & Slab (Residential) | Foundation | Foundation | Foundation-Insulation only - Foundation & Slab (Residential) | Foundation-Insulation only - Foundation & Slab | Residential |  |  |  | Insulation only - Foundation & Slab | [15 empty] | ASHRAE 90.2
Foundation-Insulation only - Slab (Residential) | Foundation | Foundation | Foundation-Insulation only - Slab (Residential) | Foundation-Insulation only - Slab | Residential |  |  |  | Insulation only - Slab | [15 empty] | Faithful + Gould
Foundation-Masonry - Insulation only (Residential) | Foundation | Walls Below Grade | Foundation-Masonry - Insulation only (Residential) | Foundation-Masonry - Insulation only | Residential |  |  |  | Insulation only - Basement Wall | [15 empty] | Faithful + Gould
Foundation-Masonry - Interior furring (Residential) | Foundation | Walls Below Grade | Foundation-Masonry - Interior furring (Residential) | Foundation-Masonry - Interior furring | Residential |  |  |  | Interior furring | [15 empty] | Faithful + Gould
Foundation-Masonry - Vapor barrier (Residential) | Foundation | Walls Below Grade | Foundation-Masonry - Vapor barrier (Residential) | Foundation-Masonry - Vapor barrier | Residential |  |  |  | Vapor barrier | [15 empty] | Faithful + Gould
Foundation-Masonry - Wall Construction (Residential) | Foundation | Walls Below Grade | Foundation-Masonry - Wall Construction (Residential) | Foundation-Masonry - Wall Construction | Residential |  |  |  | Wall Construction | [15 empty] | Faithful + Gould
Air Cleaner - Electrostatic filtration (Residential) | HVAC Systems | Ventilation | Air Cleaner - Electrostatic filtration (Residential) | Air Cleaner - Electrostatic filtration | Residential |  |  |  | Electrostatic filtration | [15 empty] | Faithful + Gould
Air Cleaner - Media Air Cleaners (Residential) | HVAC Systems | Ventilation | Air Cleaner - Media Air Cleaners (Residential) | Air Cleaner - Media Air Cleaners | Residential |  |  |  | Media Air Cleaners | [15 empty] | Faithful + Gould
Air conditioner - Air conditioner (Multi-Family) | HVAC Systems | Space Cooling | Air conditioner - Air conditioner (Multi-Family) | Air conditioner - Air conditioner | Multifamily |  |  |  | Air conditioner | [15 empty] | ASHRAE 90.2
Air conditioner - Air conditioner (Residential) | HVAC Systems | Space Cooling | Air conditioner - Air conditioner (Residential) | Air conditioner - Air conditioner | Residential |  |  |  | Air conditioner | [15 empty] | Faithful + Gould
Air conditioner - Air conditioning system (Residential) | HVAC Systems | Space Cooling | Air conditioner - Air conditioning system (Residential) | Air conditioner - Air conditioning system | Residential |  |  |  | Air conditioning system | [15 empty] | Faithful + Gould
Air conditioner - Heat Pump (Residential) | HVAC Systems | Space Cooling | Air conditioner - Heat Pump (Residential) | Air conditioner - Heat Pump | Residential |  |  |  | Heat Pump | [15 empty] | Faithful + Gould
Air conditioner - Packaged air conditioner (Commercial Retrofit) | HVAC Systems | Space Cooling | Air conditioner - Packaged air conditioner (Commercial Retrofit) | Air conditioner - Packaged air conditioner | Commercial Retrofit |  |  |  | Packaged air conditioner | [15 empty] | DEER
Air conditioner - Packaged air conditioner (Commercial) | HVAC Systems | Space Cooling | Air conditioner - Packaged air conditioner (Commercial) | Air conditioner - Packaged air conditioner | Commercial |  |  |  | Packaged air conditioner | [15 empty] | DEER
Air conditioner - Packaged terminal air conditioner (Commercial Retrofit) | HVAC Systems | Space Cooling | Air conditioner - Packaged terminal air conditioner (Commercial Retrofit) | Air conditioner - Packaged terminal air conditioner | Commercial Retrofit |  |  |  | Packaged terminal air conditioner | [15 empty] | DEER
Air conditioner - Packaged terminal air conditioner (Commercial) | HVAC Systems | Space Cooling | Air conditioner - Packaged terminal air conditioner (Commercial) | Air conditioner - Packaged terminal air conditioner | Commercial |  |  |  | Packaged terminal air conditioner | [15 empty] | DEER
Air conditioner - Split system AC (Residential Retrofit) | HVAC Systems | Space Cooling | Air conditioner - Split system AC (Residential Retrofit) | Air conditioner - Split system AC | Residential Retrofit |  |  |  | Split system AC | [15 empty] | DEER
Air conditioner - Split system AC (Residential) | HVAC Systems | Space Cooling | Air conditioner - Split system AC (Residential) | Air conditioner - Split system AC | Residential |  |  |  | Split system AC | [15 empty] | DEER
Blower Door and Duct Blaster Test - Blower Door and Duct Blaster Test (Residential) | Testing and Balancing | Testing | Blower Door and Duct Blaster Test - Blower Door and Duct Blaster Test (Residential) | Blower Door and Duct Blaster Test - Blower Door and Duct Blaster Test | Residential |  |  |  | Blower Door and Duct Blaster Test | [15 empty] | Faithful + Gould
Blower Door Test - Blower Door Test (Residential) | Testing and Balancing | Testing | Blower Door Test - Blower Door Test (Residential) | Blower Door Test - Blower Door Test | Residential |  |  |  | Blower Door Test | [15 empty] | Faithful + Gould
Blower Door Test (Residential) | Testing and Balancing | Testing | Blower Door Test (Residential) | Blower Door Test | Residential |  |  |  | Blower Door Test | [15 empty] | Faithful + Gould
Boiler - Hot water boiler (Commercial Retrofit) | HVAC Systems | Space Heating | Boiler - Hot water boiler (Commercial Retrofit) | Boiler - Hot water boiler | Commercial Retrofit |  |  |  | Hot water boiler | [15 empty] | DEER
Boiler - Hot water boiler (Commercial) | HVAC Systems | Space Heating | Boiler - Hot water boiler (Commercial) | Boiler - Hot water boiler | Commercial |  |  |  | Hot water boiler | [15 empty] | DEER
Boiler - Instantaneous WH (Residential) | Combined Systems | Water heating, Space Heating | Boiler - Instantaneous WH (Residential) | Boiler - Instantaneous WH | Residential |  |  |  | Instantaneous WH - Radiant space heating | [15 empty] | Faithful + Gould
Boiler - Steam boiler (Commercial Retrofit) | HVAC Systems | Space Heating | Boiler - Steam boiler (Commercial Retrofit) | Boiler - Steam boiler | Commercial Retrofit |  |  |  | Steam boiler | [15 empty] | DEER
Boiler - Steam boiler (Commercial) | HVAC Systems | Space Heating | Boiler - Steam boiler (Commercial) | Boiler - Steam boiler | Commercial |  |  |  | Steam boiler | [15 empty] | DEER
Chiller - Water Cooled Chiller (Commercial Retrofit) | HVAC Systems | Space Cooling | Chiller - Water Cooled Chiller (Commercial Retrofit) | Chiller - Water Cooled Chiller | Commercial Retrofit |  |  |  | Water Cooled Chiller | [15 empty] | DEER